## Intro
The information below is a short outline of the parts of this program and what each portion is intended to address.
FixedVariableCosts tab:
This tab allows you to enter the fixed and variable costs for up to three sizes of wind generators. The
capital equipment purchase costs can be entered in two ways. If you have a "package price" quote, you
can enter this package price as an inclusive equipment and installation price on one line. If you have a
price quote based on a detailed component listing, you can use the "Component Pricing Section" to
enter that detail. If you enter the "Package Price" and the Component Prices, only the "Package Price"
will be used on the CashFlowEconomics tab. If you enter and intend to use a Package Price, you |  | http://www.montana.edu/softwaredownloads/
must still fill out the variable and fixed costs portion of this tab. |  | or
http://extn.msu.montana.edu/windresources/windhome.asp
The Variable Costs and Fixed Costs sections on this tab MUST be completed with any information
that is appropriate.
Tax Incentives tab:
This tab of the worksheet allows entry of various types of tax incentives, including deductions, credits,
and exemptions that are either a one time event or based on kWh of production. Due to the complexity |  | This program was developed with financial support
of an individual tax entity combined with multiple tax incentives, users should be cautious about the |  | from the Northern Rocky Mountain RC&D.
interpretation of the tax benefits on the overall net present value analysis. Additional discussion about |  | http://www.nrmrcd.org/
tax incentives is listed on this tab.
EnergyProd tab:
The EnergyProd tab starts off by estimating the kWh of electricity necessary to power various types
of irrigation pumps based on the type of irrigation system, the number of acres irrigated with that type of
system and the amount of water applied. The estimate generated is the annual kWh necessary for
each type of irrigation system.
Row 27 through 87 on this tab estimates the annual kWh produced for three different turbine sizes
based on either annual or monthly average wind speeds as selected by the user and
a seasonal use pattern entered by the user. This section of the program allows the user to
specify how the turbine will be used to generate electricity on their operation. This allows the user to
estimate results based on continuous use, if they have the ability to use the electricity generate
(as measured through one meter) somewhere on the operation other than an irrigation system,
or are not in a net metering situation and have the ability sell electricity to their local utility.
On rows 61 through 170 of this tab, the program adjusts for both monthly and annual "true ups." Both
types of true ups are estimated and the user can select which type of true up that applies to their operation
on the CashFlowEconomics tab. If in a net metering situation and the wind turbine and
irrigation pump seasonal use pattern are the same, then the monthly and annual estimates of the
benefits of a wind turbine will also be the same. However, if the wind turbine is use continually, then
the monthly and annual benefits can differ substantially. The last table on this tab, rows 163 - 166,
adjusts for a utility company that buys excess electricity generated. Excess is defined as kWh generated in
excess of the annual kWh required by type of irrigation system.
Electrical Cooperatives in Montana:
If is best to contact your area electric cooperative to find out exactly how they treat net metering
and/or buy back of excess electricity generated. These cooperatives may also have technical
specifications to help with the installation of tower(s). To get contact information for all electric
cooperatives in Montana, visit the web site: | http://www.mtco-ops.com/Member_Coops/index.html
GeneratorOptions tab:
This tab is used to estimate the output of three different sizes on wind turbines. The program is
distributed with data for 10, 20, and 25 kW entered on this tab. This data can be changed to
match a different turbine capacity and or installation conditions, but caution should be used
changing ANY information on this tab.
Tables are calculated using both an annual average wind speed and a monthly average
wind speed. The user is allowed to select either method to estimate NPV.
CashFlowEconmics tab:
This tab estimates the Net Present Value (NPV) of the purchase and installation of up to three
wind turbine sizes. While the program allows changing these sizes, see the cautionary note above.
This tab also estimates the benefits received in a net metering with monthly or annual true ups
and in a situation where an individual can sell excess electricity to a utility company. The results are
stated in the NPV for each of the three tower sizes which allow the user to select one number from
a table to quickly compare NPV based on turbine size and type of irrigation system.

## FixedVariableCosts
Everything in blue text you are allow/required to enter or change. All other numbers and labels are calculated/fixed.
| Move your mouse pointer over cells that have a red tringle |  |  |  |  | in the upper right corner to see a help message.
[11 empty] | Cement Pad measurement "scratch pad." Use this area for your calculations | [7 empty] | width in ft. | 10
| Wind Energy Fixed and Variable Costs | [9 empty] | The calculations made here are for your information only. They are not used in the program. | [7 empty] | Length in ft. | 20
[12 empty] | Enter Sq Ft. | 49 | 81 | 121 | 169 | 225 | Thickness-Inches |  | 12
| Purchase and Installation Costs of Wind Generator Equipment | [10 empty] | Pad thickness in inches | 6 | 10 | 12 | 12 | 12 |  | Cubic ft. | 200
[12 empty] | cubic feet | 24.5 | 67.5 | 121 | 169 | 225 |  | Sq Ft | 200
Read This Help | [5 empty] | Enter up to Three Wind Turbine Capacities | 10kW | 20kW | 25kW |  |  | Cubic Yards | 0.90741 | 2.5 | 4.4815 | 6.2593 | 8.3333 |  | cubic yards | 7.4074
Help | Package Price:
| Equipment and Installation Costs--NOT grant dollar adjusted | [5 empty] | 0 | 0 | 0
Enter grant dollars below, if any.
If you use a "Package Price" for equipment and installation, you do not need to fill out the Capital Costs for equipment below.
You should complete all other information on this page even when using the "Package Price" option.
Help | Component Pricing Section: (Must be completed if you did not use the Package Price option above.)
Capital Costs for equipment and site preparation:
| Equipment | [5 empty] | 10kW | 20kW | 25kW | Help
| Tower Height in Feet | [5 empty] | 100 | 110 | 130 | 60 | Tower Height Minimum in Feet for Table 1
[7 empty] | 8320.1 | 8964.2 | 10523.36 | 10 | Height increment for Table 1 in Feet
| Tower Wiring Kit | [5 empty] | 1176 | 1270.5 | 1468.5
| Turbine | [5 empty] | 20000 | 25000 | 27400 | Table 1. Tower Specifications
| Grid-Tie Inverter | [5 empty] | 8100 | 8100 | 8100 | (Guyed Towers)--Bergey
| Additional Costs for a Tip Up Tower | [5 empty] | 0 | 0 | 0 | Height |  | Wiring Kit | Footprint
| Batteries | [5 empty] | 0 | 0 | 0 | feet | Cost | Cost | Area sq.ft.
| Battery Charging Hardware | [5 empty] | 0 | 0 | 0 | 60 | 6646.9 | 828 | 49
| Other | [5 empty] | 0 | 0 | 0 | 70 | 6929.72 | 910.5 | 81
| Other | [5 empty] | 0 | 0 | 0 | 80 | 7302.86 | 996 | 121
| Other | [5 empty] | 0 | 0 | 0 | 90 | 7766.32 | 1084.5 | 169
[6 empty] | Equipment Subtotal | 28100 | 33100 | 35500 | 100 | 8320.1 | 1176 | 225
| Site Preparation | [8 empty] | 110 | 8964.2 | 1270.5 | 289
| Surveying Costs | [5 empty] | 10kW | 20kW | 25kW | 120 | 9698.62 | 1368 | 361
| Surveying Service |  | 10 | Hours | 25 | ($/hr) | 250 | 250 | 250 | 130 | 10523.36 | 1468.5 | 441
| Personal Labor |  | 20 | Hours | 15 | ($/hr) | 300 | 300 | 300 | 140 | 11438.42 | 1572 | 529
| Other | [5 empty] | 0 | 0 | 0 | 150 | 12443.8 | 1678.5 | 625
| Other | [5 empty] | 0 | 0 | 0
Excavation
| Excavator Rental Hours at |  |  | 50 | ($/Hour) | Hours> | 10 | 15 | 30
[6 empty] | Estimated Excavator Costs | 500 | 750 | 1500
| Operator Labor, not in rental |  |  | 15 | ($/Hour) | Hours> | 10 | 20 | 40
[6 empty] | Estimated Paid Lobor Costs | 150 | 300 | 600
| Fuel cost for excavation at |  |  | 4.5 | ($/Gallon) | Gallons> | 30 | 40 | 50
[6 empty] | Estimated Excavation Fuel Costs | 135 | 180 | 225
| Other | [5 empty] | 0 | 0 | 0
| Other | [5 empty] | 0 | 0 | 0
Concrete Pad
| Labor |  | 15 | $/ Hour | 20 | Hours | 300 | 300 | 300
| Concrete required for pad size |  |  |  |  | Yards Required | 16.6667 | 21.4074 | 32.6667
| Price per qubic yard |  |  | 65 |  |  | 1083.3333 | 1391.4815 | 2123.3333
| Other | [5 empty] | 0 | 0 | 0
| Other | [5 empty] | 0 | 0 | 0
Other materials
| Other | [5 empty] | 0 | 0 | 0
| Other | [5 empty] | 0 | 0 | 0
| Other | [5 empty] | 0 | 0 | 0
[6 empty] | Site Preparation Subtotal | 2785 | 3567.8889 | 5451
Installation
| Labor | [5 empty] | 2250 | 2250 | 2250
| Crane Rental | [5 empty] | 1500 | 1500 | 1500
| Other | [5 empty] | 0 | 0 | 0
| Other | [5 empty] | 0 | 0 | 0
[6 empty] | Installation Subtotal | 3750 | 3750 | 3750
| Total Capital Costs | [5 empty] | 34635 | 40417.8889 | 44701
Help | Grants Funds Used to Offset Capital Costs | [5 empty] | 0 | 0 | 0
| Out of Pocket Capital Costs After Grant Funds | [5 empty] | 34635 | 40417.8889 | 44701
Help | Variable Costs: (Complete this even if using the "Package Price" option.)
| Annual Maintenance Costs | [5 empty] | 10kW | 20kW | 25kW
| Labor |  | 20 | Hours | 15 | ($/hr) | 300 | 300 | 300
| Lubricant | [5 empty] | 50 | 50 | 50
| Parts | [5 empty] | 100 | 150 | 200
| Other | [5 empty] | 0 | 0 | 0
| Other | [5 empty] | 0 | 0 | 0
[6 empty] | Maintenance Subtotal | 450 | 500 | 550
Utility Charges other than per kWh charges (annual basis)
| Annual Connectivity Charge | [5 empty] | 0 | 0 | 0
| Other | [5 empty] | 0 | 0 | 0
| Other | [5 empty] | 0 | 0 | 0
[6 empty] | Utility Charges Subtotal | 0 | 0 | 0
Other Annual Operating/Miscellaneous Costs
| Other | [5 empty] | 0 | 0 | 0
| Other | [5 empty] | 0 | 0 | 0
| Other | [5 empty] | 0 | 0 | 0
| Other | [5 empty] | 0 | 0 | 0
[6 empty] | Other Operating Costs Subtotal | 0 | 0 | 0
| Total Annual Variable/Operating Costs (per year) | [5 empty] | 450 | 500 | 550
Help | Fixed Costs: (Complete this even if using the "Package Price" option.)
Depreciation: Calculated on the CashFlowEconomics Page Tab.
Interest: Calculated on the CashFlowEconomics Page Tab.
| Taxes: Property Taxes on Capital Equipment | [5 empty] | 10kW | 20kW | 25kW
| Estimated personal property tax based on average value | [5 empty] | 17317.5 | 20208.9444 | 22350.5
|  | Local Mill Level |  |  | 350
|  | Taxable value Rate |  |  | 4%
| Additional property taxes on capital equipment, if any | [5 empty] | 242.445 | 282.9252 | 312.907
Tax incentives that may be offered can be estimated on the TaxIncentives
tab and are included on the CashFlowEconomics tab of this spreadsheet.
Insurance: Annual costs
| Enter the dollar amount of any additional insurance required | [5 empty] | 100 | 100 | 100
Other Fixed Cost Expenses
| Other | [5 empty] | 0 | 0 | 0
| Other | [5 empty] | 0 | 0 | 0
| Other | [5 empty] | 0 | 0 | 0
[6 empty] | Property taxes, Insurance and Other fixed expenses by turbine size | 342.445 | 382.9252 | 412.907
Note on A9: In order for this program to work properly, you must enter the wind turbine sizes using a number first format with the smallest size listed first followed by larger sizes and the largest size listed last. Correct Example: 10kW 20kW 25kW 10 20 25 Incorrect Examples: 20kW 10kW 25kW tenkW fifteenkW 25kW
Note on A10: You can use this row to enter an installed package price by size of wind turbine if you like. This eliminates the need to list the detailed information about purchase prices in the Component price section below. You do not have to delete any information in the component price section to use this row, the Package Price. The program simply ignores the component price information. If you want the program to use the component price information, you MUST enter zeros on the Package Price row.
Note on A16: This section allows the user to enter expenses for various components of the wind tower to get an overall estimate of the towers costs. To aid in this "estimate," formulas were used to estimate the tower cost, wiring kit cost and footprint area, based on tower height. The assumption is the higher the tower, the higher the price will be for these items.
Note on A66: Grant funds are available from Federal, State and Local sources as well as private/commercial sources. Enter the combined dollar amount received from all sources here.
Note on A72: Variable costs, also called operating costs, are costs that vary with the pattern of use for the equipment. For example, if you do not turn on the wind turbine, you should not have any repair bills, oil and lubrication costs, etc. Typically variable costs for machinery and equipment are fuel, oil and lubricants and repair costs. As equipment use increases, total costs for these fuel, oil and lubs and repairs increase, but the per hour of use costs remain relatively constant.
Note on A96: Fixed costs, also called ownership costs, are costs that do not vary during a year based on the pattern of use for the equipment. For example, if you never turn on the wind turbine, you still must pay property tax and insurance. Deprecation and interest, both calculated by the program are also fixed costs.
Note on F3: Sample help message
Note on H20: The height entered here must match one of the values in the Height column in Table 1 at right.
Note on L19: You can change the tower specifications in the table below and updates to the table are used in columns H through J. Tower height is change in cell E19. The tower height entered in cell E19 must match one of the heights listed in Table 1.
Note on O25: Tyler Wiltgen: From Jacobs Sheet, 60 ft and 140 are estimated by TW.

## TaxIncentives
Review all of the data entered on this page and add, edit or delete any entries that do not fit your specific situation.
Information about Tax incentives/credits/deductions, etc.
This page attempts to estimate the tax benefits that might occur to an individual purchasing a wind powered
generator. There are many types of tax incentives offered at the Federal, State and in some cases local levels. They
are to numerous to catalog in detail here, and they change rapidly. This program includes categories of tax incentives
and the tax benefits of these incentives are calculated a two different frameworks. One based on usage, i.e. kWh generated
over time and one based on tax benefits that occur during the first year. Multiple tax incentives exist in both of these categories and
this program may not model a particular tax incentive in exact detail. The major categories of tax incentives included are:
1- Incentives and deductions which fall under the general category of a deductible expense.
2- Credits which are typically taken after the tax liability has been calculated for the tax entity and are dollar for dollar reductions in tax liabilities.
These credits may or may not be refundable (a negative income tax) or have the ability to be carried forward or backward in time.
3- One time deductions for investment in energy/alternative energy/…… production.
4- One time credits for investments in energy/alternative energy/……. production.
5- Tax exemptions which can come in many forms at the federal, state and local levels.
It is beyond the scope of this program to estimate taxable income for a tax entity over a period of years and how a
particular tax deduction/credit/….. may be used in any give year. Due to this complexity, this program assumes that
the maximum amount of all tax benefits will be taken by the tax entity. If this is not the case, you can compensate for this by
lowering the marginal tax rates for federal and state taxes entered on the CashFlowEconomics tab.
Caution: Including a tax benefit in this analysis when in fact you will not be able to take advantage of the
additional tax benefits of investing in wind energy production may severely distort the benefits of the investment.
Tax deductions based on kWh generated
Up to three different types of deductions can be entered, each having different applicable rates and lengths of time.
These deductions are typically not refundable (you receive a tax refund if the tax credits from this investment is greater than
your tax liability for the given year) but can usually be carried forward or backward if they contribute to a Net Operating Loss (NOL).
Rate
|  |  | Description |  |  | per kWh | Start Year | Stop Year
|  |  | Deduction #1 |  |  | 0.015 | 1 | 10
|  |  | Deduction #2 |  |  | 0 | 1 | 5
|  |  | Deduction #3 |  |  | 0 | 1 | 3
Annual kWh generated by turbine size and type of irrigation system.
|  |  | Year | Year | Year | Year | Year | Year | Year | Year | Year | Year | Year | Year | Year | Year | Year | Year | Year | Year | Year | Year | Year | Year | Year | Year | Year | Year | Year | Year | Year | Year | Year
|  | Turbine Size | 0 | 1 | 2 | 3 | 4 | 5 | 6 | 7 | 8 | 9 | 10 | 11 | 12 | 13 | 14 | 15 | 16 | 17 | 18 | 19 | 20 | 21 | 22 | 23 | 24 | 25 | 26 | 27 | 28 | 29 | 30
|  | 10kW | 1: kwh1; 2: kwh2; 3: kwh3; 4: kwh4; 5: kwh5; 6: kwh6
|  | A-Pivot |  | 6045.7089 | 6045.7089 | 6045.7089 | 6045.7089 | 6045.7089 | 6045.7089 | 6045.7089 | 6045.7089 | 6045.7089 | 6045.7089 | 6045.7089 | 6045.7089 | 6045.7089 | 6045.7089 | 6045.7089 | 6045.7089 | 6045.7089 | 6045.7089 | 6045.7089 | 6045.7089 | 6045.7089 | 6045.7089 | 6045.7089 | 6045.7089 | 6045.7089 | 6045.7089 | 6045.7089 | 6045.7089 | 6045.7089 | 6045.7089
|  | B-Wheel line |  | 6045.7089 | 6045.7089 | 6045.7089 | 6045.7089 | 6045.7089 | 6045.7089 | 6045.7089 | 6045.7089 | 6045.7089 | 6045.7089 | 6045.7089 | 6045.7089 | 6045.7089 | 6045.7089 | 6045.7089 | 6045.7089 | 6045.7089 | 6045.7089 | 6045.7089 | 6045.7089 | 6045.7089 | 6045.7089 | 6045.7089 | 6045.7089 | 6045.7089 | 6045.7089 | 6045.7089 | 6045.7089 | 6045.7089 | 6045.7089
|  | C-Hand line |  | 6045.7089 | 6045.7089 | 6045.7089 | 6045.7089 | 6045.7089 | 6045.7089 | 6045.7089 | 6045.7089 | 6045.7089 | 6045.7089 | 6045.7089 | 6045.7089 | 6045.7089 | 6045.7089 | 6045.7089 | 6045.7089 | 6045.7089 | 6045.7089 | 6045.7089 | 6045.7089 | 6045.7089 | 6045.7089 | 6045.7089 | 6045.7089 | 6045.7089 | 6045.7089 | 6045.7089 | 6045.7089 | 6045.7089 | 6045.7089
|  | D-Gated Pipe |  | 5223.0999 | 5223.0999 | 5223.0999 | 5223.0999 | 5223.0999 | 5223.0999 | 5223.0999 | 5223.0999 | 5223.0999 | 5223.0999 | 5223.0999 | 5223.0999 | 5223.0999 | 5223.0999 | 5223.0999 | 5223.0999 | 5223.0999 | 5223.0999 | 5223.0999 | 5223.0999 | 5223.0999 | 5223.0999 | 5223.0999 | 5223.0999 | 5223.0999 | 5223.0999 | 5223.0999 | 5223.0999 | 5223.0999 | 5223.0999
Tax Incentives Totals
|  | A-Pivot |  | 90.6856 | 90.6856 | 90.6856 | 90.6856 | 90.6856 | 90.6856 | 90.6856 | 90.6856 | 90.6856 | 90.6856 | 0 | 0 | 0 | 0 | 0 | 0 | 0 | 0 | 0 | 0 | 0 | 0 | 0 | 0 | 0 | 0 | 0 | 0 | 0 | 0
|  | B-Wheel line |  | 90.6856 | 90.6856 | 90.6856 | 90.6856 | 90.6856 | 90.6856 | 90.6856 | 90.6856 | 90.6856 | 90.6856 | 0 | 0 | 0 | 0 | 0 | 0 | 0 | 0 | 0 | 0 | 0 | 0 | 0 | 0 | 0 | 0 | 0 | 0 | 0 | 0
|  | C-Hand line |  | 90.6856 | 90.6856 | 90.6856 | 90.6856 | 90.6856 | 90.6856 | 90.6856 | 90.6856 | 90.6856 | 90.6856 | 0 | 0 | 0 | 0 | 0 | 0 | 0 | 0 | 0 | 0 | 0 | 0 | 0 | 0 | 0 | 0 | 0 | 0 | 0 | 0
|  | D-Gated Pipe |  | 78.3465 | 78.3465 | 78.3465 | 78.3465 | 78.3465 | 78.3465 | 78.3465 | 78.3465 | 78.3465 | 78.3465 | 0 | 0 | 0 | 0 | 0 | 0 | 0 | 0 | 0 | 0 | 0 | 0 | 0 | 0 | 0 | 0 | 0 | 0 | 0 | 0
|  |  | Year | Year | Year | Year | Year | Year | Year | Year | Year | Year | Year | Year | Year | Year | Year | Year | Year | Year | Year | Year | Year | Year | Year | Year | Year | Year | Year | Year | Year | Year | Year
|  | Turbine Size | 0 | 1 | 2 | 3 | 4 | 5 | 6 | 7 | 8 | 9 | 10 | 11 | 12 | 13 | 14 | 15 | 16 | 17 | 18 | 19 | 20 | 21 | 22 | 23 | 24 | 25 | 26 | 27 | 28 | 29 | 30
|  | 20kW | 1: Annual kWh generated by turbine size and type of irrigation system.
|  | A-Pivot |  | 12487.7487 | 12487.7487 | 12487.7487 | 12487.7487 | 12487.7487 | 12487.7487 | 12487.7487 | 12487.7487 | 12487.7487 | 12487.7487 | 12487.7487 | 12487.7487 | 12487.7487 | 12487.7487 | 12487.7487 | 12487.7487 | 12487.7487 | 12487.7487 | 12487.7487 | 12487.7487 | 12487.7487 | 12487.7487 | 12487.7487 | 12487.7487 | 12487.7487 | 12487.7487 | 12487.7487 | 12487.7487 | 12487.7487 | 12487.7487
|  | B-Wheel line |  | 12487.7487 | 12487.7487 | 12487.7487 | 12487.7487 | 12487.7487 | 12487.7487 | 12487.7487 | 12487.7487 | 12487.7487 | 12487.7487 | 12487.7487 | 12487.7487 | 12487.7487 | 12487.7487 | 12487.7487 | 12487.7487 | 12487.7487 | 12487.7487 | 12487.7487 | 12487.7487 | 12487.7487 | 12487.7487 | 12487.7487 | 12487.7487 | 12487.7487 | 12487.7487 | 12487.7487 | 12487.7487 | 12487.7487 | 12487.7487
|  | C-Hand line |  | 12487.7487 | 12487.7487 | 12487.7487 | 12487.7487 | 12487.7487 | 12487.7487 | 12487.7487 | 12487.7487 | 12487.7487 | 12487.7487 | 12487.7487 | 12487.7487 | 12487.7487 | 12487.7487 | 12487.7487 | 12487.7487 | 12487.7487 | 12487.7487 | 12487.7487 | 12487.7487 | 12487.7487 | 12487.7487 | 12487.7487 | 12487.7487 | 12487.7487 | 12487.7487 | 12487.7487 | 12487.7487 | 12487.7487 | 12487.7487
|  | D-Gated Pipe |  | 6351.0865 | 6351.0865 | 6351.0865 | 6351.0865 | 6351.0865 | 6351.0865 | 6351.0865 | 6351.0865 | 6351.0865 | 6351.0865 | 6351.0865 | 6351.0865 | 6351.0865 | 6351.0865 | 6351.0865 | 6351.0865 | 6351.0865 | 6351.0865 | 6351.0865 | 6351.0865 | 6351.0865 | 6351.0865 | 6351.0865 | 6351.0865 | 6351.0865 | 6351.0865 | 6351.0865 | 6351.0865 | 6351.0865 | 6351.0865
Tax Incentives Totals
|  | A-Pivot |  | 187.3162 | 187.3162 | 187.3162 | 187.3162 | 187.3162 | 187.3162 | 187.3162 | 187.3162 | 187.3162 | 187.3162 | 0 | 0 | 0 | 0 | 0 | 0 | 0 | 0 | 0 | 0 | 0 | 0 | 0 | 0 | 0 | 0 | 0 | 0 | 0 | 0
|  | B-Wheel line |  | 187.3162 | 187.3162 | 187.3162 | 187.3162 | 187.3162 | 187.3162 | 187.3162 | 187.3162 | 187.3162 | 187.3162 | 0 | 0 | 0 | 0 | 0 | 0 | 0 | 0 | 0 | 0 | 0 | 0 | 0 | 0 | 0 | 0 | 0 | 0 | 0 | 0
|  | C-Hand line |  | 187.3162 | 187.3162 | 187.3162 | 187.3162 | 187.3162 | 187.3162 | 187.3162 | 187.3162 | 187.3162 | 187.3162 | 0 | 0 | 0 | 0 | 0 | 0 | 0 | 0 | 0 | 0 | 0 | 0 | 0 | 0 | 0 | 0 | 0 | 0 | 0 | 0
|  | D-Gated Pipe |  | 95.2663 | 95.2663 | 95.2663 | 95.2663 | 95.2663 | 95.2663 | 95.2663 | 95.2663 | 95.2663 | 95.2663 | 0 | 0 | 0 | 0 | 0 | 0 | 0 | 0 | 0 | 0 | 0 | 0 | 0 | 0 | 0 | 0 | 0 | 0 | 0 | 0
|  |  | Year | Year | Year | Year | Year | Year | Year | Year | Year | Year | Year | Year | Year | Year | Year | Year | Year | Year | Year | Year | Year | Year | Year | Year | Year | Year | Year | Year | Year | Year | Year
|  | Turbine Size | 0 | 1 | 2 | 3 | 4 | 5 | 6 | 7 | 8 | 9 | 10 | 11 | 12 | 13 | 14 | 15 | 16 | 17 | 18 | 19 | 20 | 21 | 22 | 23 | 24 | 25 | 26 | 27 | 28 | 29 | 30
|  | 25kW | 1: Annual kWh generated by turbine size and type of irrigation system.
|  | A-Pivot |  | 20721.8228 | 20721.8228 | 20721.8228 | 20721.8228 | 20721.8228 | 20721.8228 | 20721.8228 | 20721.8228 | 20721.8228 | 20721.8228 | 20721.8228 | 20721.8228 | 20721.8228 | 20721.8228 | 20721.8228 | 20721.8228 | 20721.8228 | 20721.8228 | 20721.8228 | 20721.8228 | 20721.8228 | 20721.8228 | 20721.8228 | 20721.8228 | 20721.8228 | 20721.8228 | 20721.8228 | 20721.8228 | 20721.8228 | 20721.8228
|  | B-Wheel line |  | 20721.8228 | 20721.8228 | 20721.8228 | 20721.8228 | 20721.8228 | 20721.8228 | 20721.8228 | 20721.8228 | 20721.8228 | 20721.8228 | 20721.8228 | 20721.8228 | 20721.8228 | 20721.8228 | 20721.8228 | 20721.8228 | 20721.8228 | 20721.8228 | 20721.8228 | 20721.8228 | 20721.8228 | 20721.8228 | 20721.8228 | 20721.8228 | 20721.8228 | 20721.8228 | 20721.8228 | 20721.8228 | 20721.8228 | 20721.8228
|  | C-Hand line |  | 20721.8228 | 20721.8228 | 20721.8228 | 20721.8228 | 20721.8228 | 20721.8228 | 20721.8228 | 20721.8228 | 20721.8228 | 20721.8228 | 20721.8228 | 20721.8228 | 20721.8228 | 20721.8228 | 20721.8228 | 20721.8228 | 20721.8228 | 20721.8228 | 20721.8228 | 20721.8228 | 20721.8228 | 20721.8228 | 20721.8228 | 20721.8228 | 20721.8228 | 20721.8228 | 20721.8228 | 20721.8228 | 20721.8228 | 20721.8228
|  | D-Gated Pipe |  | 6351.0865 | 6351.0865 | 6351.0865 | 6351.0865 | 6351.0865 | 6351.0865 | 6351.0865 | 6351.0865 | 6351.0865 | 6351.0865 | 6351.0865 | 6351.0865 | 6351.0865 | 6351.0865 | 6351.0865 | 6351.0865 | 6351.0865 | 6351.0865 | 6351.0865 | 6351.0865 | 6351.0865 | 6351.0865 | 6351.0865 | 6351.0865 | 6351.0865 | 6351.0865 | 6351.0865 | 6351.0865 | 6351.0865 | 6351.0865
Tax Incentives Totals
|  | A-Pivot |  | 310.8273 | 310.8273 | 310.8273 | 310.8273 | 310.8273 | 310.8273 | 310.8273 | 310.8273 | 310.8273 | 310.8273 | 0 | 0 | 0 | 0 | 0 | 0 | 0 | 0 | 0 | 0 | 0 | 0 | 0 | 0 | 0 | 0 | 0 | 0 | 0 | 0
|  | B-Wheel line |  | 310.8273 | 310.8273 | 310.8273 | 310.8273 | 310.8273 | 310.8273 | 310.8273 | 310.8273 | 310.8273 | 310.8273 | 0 | 0 | 0 | 0 | 0 | 0 | 0 | 0 | 0 | 0 | 0 | 0 | 0 | 0 | 0 | 0 | 0 | 0 | 0 | 0
|  | C-Hand line |  | 310.8273 | 310.8273 | 310.8273 | 310.8273 | 310.8273 | 310.8273 | 310.8273 | 310.8273 | 310.8273 | 310.8273 | 0 | 0 | 0 | 0 | 0 | 0 | 0 | 0 | 0 | 0 | 0 | 0 | 0 | 0 | 0 | 0 | 0 | 0 | 0 | 0
|  | D-Gated Pipe |  | 95.2663 | 95.2663 | 95.2663 | 95.2663 | 95.2663 | 95.2663 | 95.2663 | 95.2663 | 95.2663 | 95.2663 | 0 | 0 | 0 | 0 | 0 | 0 | 0 | 0 | 0 | 0 | 0 | 0 | 0 | 0 | 0 | 0 | 0 | 0 | 0 | 0
Tax credits based on kWh generated
Up to three different types of credits can be entered, each have different applicable rates and lengths of time.
Some credits are refundable, which means you will get a tax refund if your tax credits exceed your taxable liability.
This program assumes that your tax liability is large enough that you will always be able to use the credit.
Rate
|  |  | Description |  |  | per kWh | Start Year | Stop Year
|  |  | REPTC |  |  | 0.015 | 1 | 10
|  |  | Tax Credit #2 |  |  | 0 | 1 | 10
|  |  | Tax Credit #3 |  |  | 0 | 1 | 10
|  |  | Year | Year | Year | Year | Year | Year | Year | Year | Year | Year | Year | Year | Year | Year | Year | Year | Year | Year | Year | Year | Year | Year | Year | Year | Year | Year | Year | Year | Year | Year | Year
|  | Turbine Size | 0 | 1 | 2 | 3 | 4 | 5 | 6 | 7 | 8 | 9 | 10 | 11 | 12 | 13 | 14 | 15 | 16 | 17 | 18 | 19 | 20 | 21 | 22 | 23 | 24 | 25 | 26 | 27 | 28 | 29 | 30
|  | 10kW | 1: Annual kWh generated by turbine size and type of irrigation system.
|  | A-Pivot |  | 6045.7089 | 6045.7089 | 6045.7089 | 6045.7089 | 6045.7089 | 6045.7089 | 6045.7089 | 6045.7089 | 6045.7089 | 6045.7089 | 6045.7089 | 6045.7089 | 6045.7089 | 6045.7089 | 6045.7089 | 6045.7089 | 6045.7089 | 6045.7089 | 6045.7089 | 6045.7089 | 6045.7089 | 6045.7089 | 6045.7089 | 6045.7089 | 6045.7089 | 6045.7089 | 6045.7089 | 6045.7089 | 6045.7089 | 6045.7089
|  | B-Wheel line |  | 6045.7089 | 6045.7089 | 6045.7089 | 6045.7089 | 6045.7089 | 6045.7089 | 6045.7089 | 6045.7089 | 6045.7089 | 6045.7089 | 6045.7089 | 6045.7089 | 6045.7089 | 6045.7089 | 6045.7089 | 6045.7089 | 6045.7089 | 6045.7089 | 6045.7089 | 6045.7089 | 6045.7089 | 6045.7089 | 6045.7089 | 6045.7089 | 6045.7089 | 6045.7089 | 6045.7089 | 6045.7089 | 6045.7089 | 6045.7089
|  | C-Hand line |  | 6045.7089 | 6045.7089 | 6045.7089 | 6045.7089 | 6045.7089 | 6045.7089 | 6045.7089 | 6045.7089 | 6045.7089 | 6045.7089 | 6045.7089 | 6045.7089 | 6045.7089 | 6045.7089 | 6045.7089 | 6045.7089 | 6045.7089 | 6045.7089 | 6045.7089 | 6045.7089 | 6045.7089 | 6045.7089 | 6045.7089 | 6045.7089 | 6045.7089 | 6045.7089 | 6045.7089 | 6045.7089 | 6045.7089 | 6045.7089
|  | D-Gated Pipe |  | 5223.0999 | 5223.0999 | 5223.0999 | 5223.0999 | 5223.0999 | 5223.0999 | 5223.0999 | 5223.0999 | 5223.0999 | 5223.0999 | 5223.0999 | 5223.0999 | 5223.0999 | 5223.0999 | 5223.0999 | 5223.0999 | 5223.0999 | 5223.0999 | 5223.0999 | 5223.0999 | 5223.0999 | 5223.0999 | 5223.0999 | 5223.0999 | 5223.0999 | 5223.0999 | 5223.0999 | 5223.0999 | 5223.0999 | 5223.0999
Tax Credit Totals
|  | A-Pivot |  | 90.6856 | 90.6856 | 90.6856 | 90.6856 | 90.6856 | 90.6856 | 90.6856 | 90.6856 | 90.6856 | 90.6856 | 0 | 0 | 0 | 0 | 0 | 0 | 0 | 0 | 0 | 0 | 0 | 0 | 0 | 0 | 0 | 0 | 0 | 0 | 0 | 0
|  | B-Wheel line |  | 90.6856 | 90.6856 | 90.6856 | 90.6856 | 90.6856 | 90.6856 | 90.6856 | 90.6856 | 90.6856 | 90.6856 | 0 | 0 | 0 | 0 | 0 | 0 | 0 | 0 | 0 | 0 | 0 | 0 | 0 | 0 | 0 | 0 | 0 | 0 | 0 | 0
|  | C-Hand line |  | 90.6856 | 90.6856 | 90.6856 | 90.6856 | 90.6856 | 90.6856 | 90.6856 | 90.6856 | 90.6856 | 90.6856 | 0 | 0 | 0 | 0 | 0 | 0 | 0 | 0 | 0 | 0 | 0 | 0 | 0 | 0 | 0 | 0 | 0 | 0 | 0 | 0
|  | D-Gated Pipe |  | 78.3465 | 78.3465 | 78.3465 | 78.3465 | 78.3465 | 78.3465 | 78.3465 | 78.3465 | 78.3465 | 78.3465 | 0 | 0 | 0 | 0 | 0 | 0 | 0 | 0 | 0 | 0 | 0 | 0 | 0 | 0 | 0 | 0 | 0 | 0 | 0 | 0
|  |  | Year | Year | Year | Year | Year | Year | Year | Year | Year | Year | Year | Year | Year | Year | Year | Year | Year | Year | Year | Year | Year | Year | Year | Year | Year | Year | Year | Year | Year | Year | Year
|  | Turbine Size | 0 | 1 | 2 | 3 | 4 | 5 | 6 | 7 | 8 | 9 | 10 | 11 | 12 | 13 | 14 | 15 | 16 | 17 | 18 | 19 | 20 | 21 | 22 | 23 | 24 | 25 | 26 | 27 | 28 | 29 | 30
|  | 20kW | 1: Annual kWh generated by turbine size and type of irrigation system.
|  | A-Pivot |  | 12487.7487 | 12487.7487 | 12487.7487 | 12487.7487 | 12487.7487 | 12487.7487 | 12487.7487 | 12487.7487 | 12487.7487 | 12487.7487 | 12487.7487 | 12487.7487 | 12487.7487 | 12487.7487 | 12487.7487 | 12487.7487 | 12487.7487 | 12487.7487 | 12487.7487 | 12487.7487 | 12487.7487 | 12487.7487 | 12487.7487 | 12487.7487 | 12487.7487 | 12487.7487 | 12487.7487 | 12487.7487 | 12487.7487 | 12487.7487
|  | B-Wheel line |  | 12487.7487 | 12487.7487 | 12487.7487 | 12487.7487 | 12487.7487 | 12487.7487 | 12487.7487 | 12487.7487 | 12487.7487 | 12487.7487 | 12487.7487 | 12487.7487 | 12487.7487 | 12487.7487 | 12487.7487 | 12487.7487 | 12487.7487 | 12487.7487 | 12487.7487 | 12487.7487 | 12487.7487 | 12487.7487 | 12487.7487 | 12487.7487 | 12487.7487 | 12487.7487 | 12487.7487 | 12487.7487 | 12487.7487 | 12487.7487
|  | C-Hand line |  | 12487.7487 | 12487.7487 | 12487.7487 | 12487.7487 | 12487.7487 | 12487.7487 | 12487.7487 | 12487.7487 | 12487.7487 | 12487.7487 | 12487.7487 | 12487.7487 | 12487.7487 | 12487.7487 | 12487.7487 | 12487.7487 | 12487.7487 | 12487.7487 | 12487.7487 | 12487.7487 | 12487.7487 | 12487.7487 | 12487.7487 | 12487.7487 | 12487.7487 | 12487.7487 | 12487.7487 | 12487.7487 | 12487.7487 | 12487.7487
|  | D-Gated Pipe |  | 6351.0865 | 6351.0865 | 6351.0865 | 6351.0865 | 6351.0865 | 6351.0865 | 6351.0865 | 6351.0865 | 6351.0865 | 6351.0865 | 6351.0865 | 6351.0865 | 6351.0865 | 6351.0865 | 6351.0865 | 6351.0865 | 6351.0865 | 6351.0865 | 6351.0865 | 6351.0865 | 6351.0865 | 6351.0865 | 6351.0865 | 6351.0865 | 6351.0865 | 6351.0865 | 6351.0865 | 6351.0865 | 6351.0865 | 6351.0865
Tax Credit Totals
|  | A-Pivot |  | 187.3162 | 187.3162 | 187.3162 | 187.3162 | 187.3162 | 187.3162 | 187.3162 | 187.3162 | 187.3162 | 187.3162 | 0 | 0 | 0 | 0 | 0 | 0 | 0 | 0 | 0 | 0 | 0 | 0 | 0 | 0 | 0 | 0 | 0 | 0 | 0 | 0
|  | B-Wheel line |  | 187.3162 | 187.3162 | 187.3162 | 187.3162 | 187.3162 | 187.3162 | 187.3162 | 187.3162 | 187.3162 | 187.3162 | 0 | 0 | 0 | 0 | 0 | 0 | 0 | 0 | 0 | 0 | 0 | 0 | 0 | 0 | 0 | 0 | 0 | 0 | 0 | 0
|  | C-Hand line |  | 187.3162 | 187.3162 | 187.3162 | 187.3162 | 187.3162 | 187.3162 | 187.3162 | 187.3162 | 187.3162 | 187.3162 | 0 | 0 | 0 | 0 | 0 | 0 | 0 | 0 | 0 | 0 | 0 | 0 | 0 | 0 | 0 | 0 | 0 | 0 | 0 | 0
|  | D-Gated Pipe |  | 95.2663 | 95.2663 | 95.2663 | 95.2663 | 95.2663 | 95.2663 | 95.2663 | 95.2663 | 95.2663 | 95.2663 | 0 | 0 | 0 | 0 | 0 | 0 | 0 | 0 | 0 | 0 | 0 | 0 | 0 | 0 | 0 | 0 | 0 | 0 | 0 | 0
|  |  | Year | Year | Year | Year | Year | Year | Year | Year | Year | Year | Year | Year | Year | Year | Year | Year | Year | Year | Year | Year | Year | Year | Year | Year | Year | Year | Year | Year | Year | Year | Year
|  | Turbine Size | 0 | 1 | 2 | 3 | 4 | 5 | 6 | 7 | 8 | 9 | 10 | 11 | 12 | 13 | 14 | 15 | 16 | 17 | 18 | 19 | 20 | 21 | 22 | 23 | 24 | 25 | 26 | 27 | 28 | 29 | 30
|  | 25kW | 1: Annual kWh generated by turbine size and type of irrigation system.
|  | A-Pivot |  | 20721.8228 | 20721.8228 | 20721.8228 | 20721.8228 | 20721.8228 | 20721.8228 | 20721.8228 | 20721.8228 | 20721.8228 | 20721.8228 | 20721.8228 | 20721.8228 | 20721.8228 | 20721.8228 | 20721.8228 | 20721.8228 | 20721.8228 | 20721.8228 | 20721.8228 | 20721.8228 | 20721.8228 | 20721.8228 | 20721.8228 | 20721.8228 | 20721.8228 | 20721.8228 | 20721.8228 | 20721.8228 | 20721.8228 | 20721.8228
|  | B-Wheel line |  | 20721.8228 | 20721.8228 | 20721.8228 | 20721.8228 | 20721.8228 | 20721.8228 | 20721.8228 | 20721.8228 | 20721.8228 | 20721.8228 | 20721.8228 | 20721.8228 | 20721.8228 | 20721.8228 | 20721.8228 | 20721.8228 | 20721.8228 | 20721.8228 | 20721.8228 | 20721.8228 | 20721.8228 | 20721.8228 | 20721.8228 | 20721.8228 | 20721.8228 | 20721.8228 | 20721.8228 | 20721.8228 | 20721.8228 | 20721.8228
|  | C-Hand line |  | 20721.8228 | 20721.8228 | 20721.8228 | 20721.8228 | 20721.8228 | 20721.8228 | 20721.8228 | 20721.8228 | 20721.8228 | 20721.8228 | 20721.8228 | 20721.8228 | 20721.8228 | 20721.8228 | 20721.8228 | 20721.8228 | 20721.8228 | 20721.8228 | 20721.8228 | 20721.8228 | 20721.8228 | 20721.8228 | 20721.8228 | 20721.8228 | 20721.8228 | 20721.8228 | 20721.8228 | 20721.8228 | 20721.8228 | 20721.8228
|  | D-Gated Pipe |  | 6351.0865 | 6351.0865 | 6351.0865 | 6351.0865 | 6351.0865 | 6351.0865 | 6351.0865 | 6351.0865 | 6351.0865 | 6351.0865 | 6351.0865 | 6351.0865 | 6351.0865 | 6351.0865 | 6351.0865 | 6351.0865 | 6351.0865 | 6351.0865 | 6351.0865 | 6351.0865 | 6351.0865 | 6351.0865 | 6351.0865 | 6351.0865 | 6351.0865 | 6351.0865 | 6351.0865 | 6351.0865 | 6351.0865 | 6351.0865
Tax Credit Totals
|  | A-Pivot |  | 310.8273 | 310.8273 | 310.8273 | 310.8273 | 310.8273 | 310.8273 | 310.8273 | 310.8273 | 310.8273 | 310.8273 | 0 | 0 | 0 | 0 | 0 | 0 | 0 | 0 | 0 | 0 | 0 | 0 | 0 | 0 | 0 | 0 | 0 | 0 | 0 | 0
|  | B-Wheel line |  | 310.8273 | 310.8273 | 310.8273 | 310.8273 | 310.8273 | 310.8273 | 310.8273 | 310.8273 | 310.8273 | 310.8273 | 0 | 0 | 0 | 0 | 0 | 0 | 0 | 0 | 0 | 0 | 0 | 0 | 0 | 0 | 0 | 0 | 0 | 0 | 0 | 0
|  | C-Hand line |  | 310.8273 | 310.8273 | 310.8273 | 310.8273 | 310.8273 | 310.8273 | 310.8273 | 310.8273 | 310.8273 | 310.8273 | 0 | 0 | 0 | 0 | 0 | 0 | 0 | 0 | 0 | 0 | 0 | 0 | 0 | 0 | 0 | 0 | 0 | 0 | 0 | 0
|  | D-Gated Pipe |  | 95.2663 | 95.2663 | 95.2663 | 95.2663 | 95.2663 | 95.2663 | 95.2663 | 95.2663 | 95.2663 | 95.2663 | 0 | 0 | 0 | 0 | 0 | 0 | 0 | 0 | 0 | 0 | 0 | 0 | 0 | 0 | 0 | 0 | 0 | 0 | 0 | 0
Tax Exemptions based on kWh generated
Up to three different types of exemptions can be entered, each have different applicable rates and lengths of time.
Exemptions may or may not contribute to a tax refund if your tax exemptions and credits exceed your taxable liability.
This program assumes that your tax liability is large enough that you will always be able to use the exemptions.
Rate
|  |  | Description |  |  | per kWh | Start Year | Stop Year
|  |  | Tax Exemption #1 |  |  | 0.00015 | 1 | 10
|  |  | Tax Exemption #2 |  |  | 0 | 1 | 10
|  |  | Tax Exemption #3 |  |  | 0 | 1 | 10
|  |  | Year | Year | Year | Year | Year | Year | Year | Year | Year | Year | Year | Year | Year | Year | Year | Year | Year | Year | Year | Year | Year | Year | Year | Year | Year | Year | Year | Year | Year | Year | Year
|  | Turbine Size | 0 | 1 | 2 | 3 | 4 | 5 | 6 | 7 | 8 | 9 | 10 | 11 | 12 | 13 | 14 | 15 | 16 | 17 | 18 | 19 | 20 | 21 | 22 | 23 | 24 | 25 | 26 | 27 | 28 | 29 | 30
|  | 10kW | 1: Annual kWh generated by turbine size and type of irrigation system.
|  | A-Pivot |  | 6045.7089 | 6045.7089 | 6045.7089 | 6045.7089 | 6045.7089 | 6045.7089 | 6045.7089 | 6045.7089 | 6045.7089 | 6045.7089 | 6045.7089 | 6045.7089 | 6045.7089 | 6045.7089 | 6045.7089 | 6045.7089 | 6045.7089 | 6045.7089 | 6045.7089 | 6045.7089 | 6045.7089 | 6045.7089 | 6045.7089 | 6045.7089 | 6045.7089 | 6045.7089 | 6045.7089 | 6045.7089 | 6045.7089 | 6045.7089
|  | B-Wheel line |  | 6045.7089 | 6045.7089 | 6045.7089 | 6045.7089 | 6045.7089 | 6045.7089 | 6045.7089 | 6045.7089 | 6045.7089 | 6045.7089 | 6045.7089 | 6045.7089 | 6045.7089 | 6045.7089 | 6045.7089 | 6045.7089 | 6045.7089 | 6045.7089 | 6045.7089 | 6045.7089 | 6045.7089 | 6045.7089 | 6045.7089 | 6045.7089 | 6045.7089 | 6045.7089 | 6045.7089 | 6045.7089 | 6045.7089 | 6045.7089
|  | C-Hand line |  | 6045.7089 | 6045.7089 | 6045.7089 | 6045.7089 | 6045.7089 | 6045.7089 | 6045.7089 | 6045.7089 | 6045.7089 | 6045.7089 | 6045.7089 | 6045.7089 | 6045.7089 | 6045.7089 | 6045.7089 | 6045.7089 | 6045.7089 | 6045.7089 | 6045.7089 | 6045.7089 | 6045.7089 | 6045.7089 | 6045.7089 | 6045.7089 | 6045.7089 | 6045.7089 | 6045.7089 | 6045.7089 | 6045.7089 | 6045.7089
|  | D-Gated Pipe |  | 5223.0999 | 5223.0999 | 5223.0999 | 5223.0999 | 5223.0999 | 5223.0999 | 5223.0999 | 5223.0999 | 5223.0999 | 5223.0999 | 5223.0999 | 5223.0999 | 5223.0999 | 5223.0999 | 5223.0999 | 5223.0999 | 5223.0999 | 5223.0999 | 5223.0999 | 5223.0999 | 5223.0999 | 5223.0999 | 5223.0999 | 5223.0999 | 5223.0999 | 5223.0999 | 5223.0999 | 5223.0999 | 5223.0999 | 5223.0999
Tax Exemptions Totals
|  | A-Pivot |  | 0.90686 | 0.90686 | 0.90686 | 0.90686 | 0.90686 | 0.90686 | 0.90686 | 0.90686 | 0.90686 | 0.90686 | 0 | 0 | 0 | 0 | 0 | 0 | 0 | 0 | 0 | 0 | 0 | 0 | 0 | 0 | 0 | 0 | 0 | 0 | 0 | 0
|  | B-Wheel line |  | 0.90686 | 0.90686 | 0.90686 | 0.90686 | 0.90686 | 0.90686 | 0.90686 | 0.90686 | 0.90686 | 0.90686 | 0 | 0 | 0 | 0 | 0 | 0 | 0 | 0 | 0 | 0 | 0 | 0 | 0 | 0 | 0 | 0 | 0 | 0 | 0 | 0
|  | C-Hand line |  | 0.90686 | 0.90686 | 0.90686 | 0.90686 | 0.90686 | 0.90686 | 0.90686 | 0.90686 | 0.90686 | 0.90686 | 0 | 0 | 0 | 0 | 0 | 0 | 0 | 0 | 0 | 0 | 0 | 0 | 0 | 0 | 0 | 0 | 0 | 0 | 0 | 0
|  | D-Gated Pipe |  | 0.78346 | 0.78346 | 0.78346 | 0.78346 | 0.78346 | 0.78346 | 0.78346 | 0.78346 | 0.78346 | 0.78346 | 0 | 0 | 0 | 0 | 0 | 0 | 0 | 0 | 0 | 0 | 0 | 0 | 0 | 0 | 0 | 0 | 0 | 0 | 0 | 0
|  |  |  | 3.504 | 3.504 | 3.504 | 3.504 | 3.504 | 3.504 | 3.504 | 3.504 | 3.504 | 3.504 | 0 | 0 | 0 | 0 | 0 | 0 | 0 | 0 | 0 | 0 | 0 | 0 | 0 | 0 | 0 | 0 | 0 | 0 | 0 | 0
|  |  | Year | Year | Year | Year | Year | Year | Year | Year | Year | Year | Year | Year | Year | Year | Year | Year | Year | Year | Year | Year | Year | Year | Year | Year | Year | Year | Year | Year | Year | Year | Year
|  | Turbine Size | 0 | 1 | 2 | 3 | 4 | 5 | 6 | 7 | 8 | 9 | 10 | 11 | 12 | 13 | 14 | 15 | 16 | 17 | 18 | 19 | 20 | 21 | 22 | 23 | 24 | 25 | 26 | 27 | 28 | 29 | 30
|  | 20kW | 1: Annual kWh generated by turbine size and type of irrigation system.
|  | A-Pivot |  | 12487.7487 | 12487.7487 | 12487.7487 | 12487.7487 | 12487.7487 | 12487.7487 | 12487.7487 | 12487.7487 | 12487.7487 | 12487.7487 | 12487.7487 | 12487.7487 | 12487.7487 | 12487.7487 | 12487.7487 | 12487.7487 | 12487.7487 | 12487.7487 | 12487.7487 | 12487.7487 | 12487.7487 | 12487.7487 | 12487.7487 | 12487.7487 | 12487.7487 | 12487.7487 | 12487.7487 | 12487.7487 | 12487.7487 | 12487.7487
|  | B-Wheel line |  | 12487.7487 | 12487.7487 | 12487.7487 | 12487.7487 | 12487.7487 | 12487.7487 | 12487.7487 | 12487.7487 | 12487.7487 | 12487.7487 | 12487.7487 | 12487.7487 | 12487.7487 | 12487.7487 | 12487.7487 | 12487.7487 | 12487.7487 | 12487.7487 | 12487.7487 | 12487.7487 | 12487.7487 | 12487.7487 | 12487.7487 | 12487.7487 | 12487.7487 | 12487.7487 | 12487.7487 | 12487.7487 | 12487.7487 | 12487.7487
|  | C-Hand line |  | 12487.7487 | 12487.7487 | 12487.7487 | 12487.7487 | 12487.7487 | 12487.7487 | 12487.7487 | 12487.7487 | 12487.7487 | 12487.7487 | 12487.7487 | 12487.7487 | 12487.7487 | 12487.7487 | 12487.7487 | 12487.7487 | 12487.7487 | 12487.7487 | 12487.7487 | 12487.7487 | 12487.7487 | 12487.7487 | 12487.7487 | 12487.7487 | 12487.7487 | 12487.7487 | 12487.7487 | 12487.7487 | 12487.7487 | 12487.7487
|  | D-Gated Pipe |  | 6351.0865 | 6351.0865 | 6351.0865 | 6351.0865 | 6351.0865 | 6351.0865 | 6351.0865 | 6351.0865 | 6351.0865 | 6351.0865 | 6351.0865 | 6351.0865 | 6351.0865 | 6351.0865 | 6351.0865 | 6351.0865 | 6351.0865 | 6351.0865 | 6351.0865 | 6351.0865 | 6351.0865 | 6351.0865 | 6351.0865 | 6351.0865 | 6351.0865 | 6351.0865 | 6351.0865 | 6351.0865 | 6351.0865 | 6351.0865
Tax Exemptions Totals
|  | A-Pivot |  | 1.8732 | 1.8732 | 1.8732 | 1.8732 | 1.8732 | 1.8732 | 1.8732 | 1.8732 | 1.8732 | 1.8732 | 0 | 0 | 0 | 0 | 0 | 0 | 0 | 0 | 0 | 0 | 0 | 0 | 0 | 0 | 0 | 0 | 0 | 0 | 0 | 0
|  | B-Wheel line |  | 1.8732 | 1.8732 | 1.8732 | 1.8732 | 1.8732 | 1.8732 | 1.8732 | 1.8732 | 1.8732 | 1.8732 | 0 | 0 | 0 | 0 | 0 | 0 | 0 | 0 | 0 | 0 | 0 | 0 | 0 | 0 | 0 | 0 | 0 | 0 | 0 | 0
|  | C-Hand line |  | 1.8732 | 1.8732 | 1.8732 | 1.8732 | 1.8732 | 1.8732 | 1.8732 | 1.8732 | 1.8732 | 1.8732 | 0 | 0 | 0 | 0 | 0 | 0 | 0 | 0 | 0 | 0 | 0 | 0 | 0 | 0 | 0 | 0 | 0 | 0 | 0 | 0
|  | D-Gated Pipe |  | 0.95266 | 0.95266 | 0.95266 | 0.95266 | 0.95266 | 0.95266 | 0.95266 | 0.95266 | 0.95266 | 0.95266 | 0 | 0 | 0 | 0 | 0 | 0 | 0 | 0 | 0 | 0 | 0 | 0 | 0 | 0 | 0 | 0 | 0 | 0 | 0 | 0
|  |  | Year | Year | Year | Year | Year | Year | Year | Year | Year | Year | Year | Year | Year | Year | Year | Year | Year | Year | Year | Year | Year | Year | Year | Year | Year | Year | Year | Year | Year | Year | Year
|  | Turbine Size | 0 | 1 | 2 | 3 | 4 | 5 | 6 | 7 | 8 | 9 | 10 | 11 | 12 | 13 | 14 | 15 | 16 | 17 | 18 | 19 | 20 | 21 | 22 | 23 | 24 | 25 | 26 | 27 | 28 | 29 | 30
|  | 25kW | 1: Annual kWh generated by turbine size and type of irrigation system.
|  | A-Pivot |  | 20721.8228 | 20721.8228 | 20721.8228 | 20721.8228 | 20721.8228 | 20721.8228 | 20721.8228 | 20721.8228 | 20721.8228 | 20721.8228 | 20721.8228 | 20721.8228 | 20721.8228 | 20721.8228 | 20721.8228 | 20721.8228 | 20721.8228 | 20721.8228 | 20721.8228 | 20721.8228 | 20721.8228 | 20721.8228 | 20721.8228 | 20721.8228 | 20721.8228 | 20721.8228 | 20721.8228 | 20721.8228 | 20721.8228 | 20721.8228
|  | B-Wheel line |  | 20721.8228 | 20721.8228 | 20721.8228 | 20721.8228 | 20721.8228 | 20721.8228 | 20721.8228 | 20721.8228 | 20721.8228 | 20721.8228 | 20721.8228 | 20721.8228 | 20721.8228 | 20721.8228 | 20721.8228 | 20721.8228 | 20721.8228 | 20721.8228 | 20721.8228 | 20721.8228 | 20721.8228 | 20721.8228 | 20721.8228 | 20721.8228 | 20721.8228 | 20721.8228 | 20721.8228 | 20721.8228 | 20721.8228 | 20721.8228
|  | C-Hand line |  | 20721.8228 | 20721.8228 | 20721.8228 | 20721.8228 | 20721.8228 | 20721.8228 | 20721.8228 | 20721.8228 | 20721.8228 | 20721.8228 | 20721.8228 | 20721.8228 | 20721.8228 | 20721.8228 | 20721.8228 | 20721.8228 | 20721.8228 | 20721.8228 | 20721.8228 | 20721.8228 | 20721.8228 | 20721.8228 | 20721.8228 | 20721.8228 | 20721.8228 | 20721.8228 | 20721.8228 | 20721.8228 | 20721.8228 | 20721.8228
|  | D-Gated Pipe |  | 6351.0865 | 6351.0865 | 6351.0865 | 6351.0865 | 6351.0865 | 6351.0865 | 6351.0865 | 6351.0865 | 6351.0865 | 6351.0865 | 6351.0865 | 6351.0865 | 6351.0865 | 6351.0865 | 6351.0865 | 6351.0865 | 6351.0865 | 6351.0865 | 6351.0865 | 6351.0865 | 6351.0865 | 6351.0865 | 6351.0865 | 6351.0865 | 6351.0865 | 6351.0865 | 6351.0865 | 6351.0865 | 6351.0865 | 6351.0865
Tax Exemptions Totals
|  | A-Pivot |  | 3.1083 | 3.1083 | 3.1083 | 3.1083 | 3.1083 | 3.1083 | 3.1083 | 3.1083 | 3.1083 | 3.1083 | 0 | 0 | 0 | 0 | 0 | 0 | 0 | 0 | 0 | 0 | 0 | 0 | 0 | 0 | 0 | 0 | 0 | 0 | 0 | 0
|  | B-Wheel line |  | 3.1083 | 3.1083 | 3.1083 | 3.1083 | 3.1083 | 3.1083 | 3.1083 | 3.1083 | 3.1083 | 3.1083 | 0 | 0 | 0 | 0 | 0 | 0 | 0 | 0 | 0 | 0 | 0 | 0 | 0 | 0 | 0 | 0 | 0 | 0 | 0 | 0
|  | C-Hand line |  | 3.1083 | 3.1083 | 3.1083 | 3.1083 | 3.1083 | 3.1083 | 3.1083 | 3.1083 | 3.1083 | 3.1083 | 0 | 0 | 0 | 0 | 0 | 0 | 0 | 0 | 0 | 0 | 0 | 0 | 0 | 0 | 0 | 0 | 0 | 0 | 0 | 0
|  | D-Gated Pipe |  | 0.95266 | 0.95266 | 0.95266 | 0.95266 | 0.95266 | 0.95266 | 0.95266 | 0.95266 | 0.95266 | 0.95266 | 0 | 0 | 0 | 0 | 0 | 0 | 0 | 0 | 0 | 0 | 0 | 0 | 0 | 0 | 0 | 0 | 0 | 0 | 0 | 0
| One time energy investment tax deduction, Federal, State and Local. These deductions are assumed to be taken in the first year. |  | 13: Code values
|  | Exclude deductions related to depreciation such as Section 179 first year deductions. | 13: F/S/B; 14: F/S/B; 15: F/S/B
[16 empty] | F | S | B
[6 empty] | One Time Deduction Amount |  |  | Federal
[6 empty] | 10kW | 20kW | 25kW | State or Both
|  |  | Description |  |  | Small | Medium | Large | F/S/B
|  |  | One time deduction #1 |  |  | 1500 | 1500 | 1500 | F
|  |  | One time deduction #2 |  |  | 0 | 0 | 0 | F
|  |  | One time deduction #3 |  |  | 0 | 0 | 0 | S
|  |  | One time deduction #4 |  |  | 0 | 0 | 0 | B
[5 empty] | Total one time Deductions | 1500 | 1500 | 1500
One time energy investment Credits, Federal, State and Local. These deductions are assumed to be taken in the first year.
[6 empty] | One Time Credit Amount |  |  | Federal or
[6 empty] | 10kW | 20kW | 25kW | State or Both
|  |  | Description |  |  | Small | Medium | Large | F/S/B
|  |  | Energy Tax Credit #1 |  |  | 500 | 500 | 500 | F
|  |  | Energy Tax Credit #2 |  |  | 0 | 0 | 10 | B
|  |  | Energy Tax Credit #3 |  |  | 1000 | 1000 | 1000 | S
|  |  | Energy Tax Credit #4 |  |  | 0 | 0 | 0 | S
[5 empty] | Total one time Credits | 1500 | 1500 | 1510
Regular (Not Energy Equipment related) One Time Investment Tax Credits available.
[6 empty] | One Time Investment Tax Credit Amount |  |  | Federal or
[6 empty] | 10kW | 20kW | 25kW | State or Both
|  |  | Description |  |  | Small | Medium | Large | F/S/B
|  |  | Investment Tax Credit #1 |  |  | 0 | 0 | 0 | F
|  |  | Investment Tax Credit #2 |  |  | 0 | 0 | 0 | B
|  |  | Investment Tax Credit #3 |  |  | 0 | 0 | 0 | S
|  |  | Investment Tax Credit #4 |  |  | 0 | 0 | 0 | S
[5 empty] | Total one time Credits | 0 | 0 | 0
[5 empty] | Total One Time Federal Tax Incentives | 2000 | 2000 | 2000
[5 empty] | Total One Time State Tax Incentives | 1000 | 1000 | 1000
[5 empty] | Total One Time Federal & State Tax Incentives (Both) | 0 | 0 | 10
[5 empty] | Total One Time Tax Incentives | 3000 | 3000 | 3010
Tax Exemptions not related to kWh production.
[6 empty] | Tax Exemption Amount in Dollars |  |  |  |  | Federal or
[5 empty] | Total dollar investment net of grant dollars. | 10kW | 20kW | 25kW |  |  | State or Both | Year | Year | Year | Year | Year | Year | Year | Year | Year | Year | Year | Year | Year | Year | Year | Year | Year | Year | Year | Year | Year | Year | Year | Year | Year | Year | Year | Year | Year | Year
|  |  | Description |  |  | Small | Medium | Large | Start Year | Stop Year | F/S/B | 1 | 2 | 3 | 4 | 5 | 6 | 7 | 8 | 9 | 10 | 11 | 12 | 13 | 14 | 15 | 16 | 17 | 18 | 19 | 20 | 21 | 22 | 23 | 24 | 25 | 26 | 27 | 28 | 29 | 30
Help |  |  | 0: Exemption #1; 3: 1000; 4: 1000; 5: 2500; 6: 1; 7: 10; 8: F
|  |  | Exemption #2 |  |  | 0 | 0 | 0 | 1 | 5 | F
|  |  | Exemption #3 |  |  | 750 | 750 | 750 | 1 | 10 | B
|  |  | Exemption #4 |  |  | 0 | 0 | 0 | 1 | 3 | S
[5 empty] | Total Annual Dollar Exemption | 1750 | 1750 | 3250
10kW
[5 empty] | Annual Federal Tax Incentives | 1000 | 1000 | 2500 |  |  | Federal | 1000 | 1000 | 1000 | 1000 | 1000 | 1000 | 1000 | 1000 | 1000 | 1000 | 0 | 0 | 0 | 0 | 0 | 0 | 0 | 0 | 0 | 0 | 0 | 0 | 0 | 0 | 0 | 0 | 0 | 0 | 0 | 0
[5 empty] | Annual State Tax Incentives | 0 | 0 | 0 |  |  | State | 0 | 0 | 0 | 0 | 0 | 0 | 0 | 0 | 0 | 0 | 0 | 0 | 0 | 0 | 0 | 0 | 0 | 0 | 0 | 0 | 0 | 0 | 0 | 0 | 0 | 0 | 0 | 0 | 0 | 0
[5 empty] | Annual Federal & State Tax Incentives (Both) | 750 | 750 | 750 |  |  | Both | 750 | 750 | 750 | 750 | 750 | 750 | 750 | 750 | 750 | 750 | 0 | 0 | 0 | 0 | 0 | 0 | 0 | 0 | 0 | 0 | 0 | 0 | 0 | 0 | 0 | 0 | 0 | 0 | 0 | 0
[5 empty] | Annual Tax Incentives Subtotal | 1750 | 1750 | 3250
20kW
[11 empty] | Federal | 1000 | 1000 | 1000 | 1000 | 1000 | 1000 | 1000 | 1000 | 1000 | 1000 | 0 | 0 | 0 | 0 | 0 | 0 | 0 | 0 | 0 | 0 | 0 | 0 | 0 | 0 | 0 | 0 | 0 | 0 | 0 | 0
[11 empty] | State | 0 | 0 | 0 | 0 | 0 | 0 | 0 | 0 | 0 | 0 | 0 | 0 | 0 | 0 | 0 | 0 | 0 | 0 | 0 | 0 | 0 | 0 | 0 | 0 | 0 | 0 | 0 | 0 | 0 | 0
[11 empty] | Both | 750 | 750 | 750 | 750 | 750 | 750 | 750 | 750 | 750 | 750 | 0 | 0 | 0 | 0 | 0 | 0 | 0 | 0 | 0 | 0 | 0 | 0 | 0 | 0 | 0 | 0 | 0 | 0 | 0 | 0
25kW
[11 empty] | Federal | 2500 | 2500 | 2500 | 2500 | 2500 | 2500 | 2500 | 2500 | 2500 | 2500 | 0 | 0 | 0 | 0 | 0 | 0 | 0 | 0 | 0 | 0 | 0 | 0 | 0 | 0 | 0 | 0 | 0 | 0 | 0 | 0
[11 empty] | State | 0 | 0 | 0 | 0 | 0 | 0 | 0 | 0 | 0 | 0 | 0 | 0 | 0 | 0 | 0 | 0 | 0 | 0 | 0 | 0 | 0 | 0 | 0 | 0 | 0 | 0 | 0 | 0 | 0 | 0
[11 empty] | Both | 750 | 750 | 750 | 750 | 750 | 750 | 750 | 750 | 750 | 750 | 0 | 0 | 0 | 0 | 0 | 0 | 0 | 0 | 0 | 0 | 0 | 0 | 0 | 0 | 0 | 0 | 0 | 0 | 0 | 0
Note on A235: Enter up to four tax exemptions that are based on some fixed dollar amount. Multiple exemptions related to energy production may be available at the federal or state level for different periods of time. The dollar amount must be entered for each turbine size even if is the same for each turbine size.
Caution: Do not double count tax incentives offered by different federal and state agencies. If a particular tax incentive can be used on both your federal and state tax returns, enter it on one line and enter a B for both. Do not enter it twice, once as a federal and once as a state tax incentive.

## EnergyProd
| Enter all information below in Blue Text. All other labels and numbers are fixed or calculated. | [6 empty] | Sources of wind speed maps include:
3Tier FirstLook Wind and Solar
http://firstlook.3tiergroup.com/
| Pump Energy Requirements | [6 empty] | AWS Truewind
|  |  | Pivot | Wheel line | Hand line | Gated Pipe |  | http://awstruewind.com/
Help |  | Actual Acres Irrigated | 145 | 155 | 160 | 158 |  | Wind Power Maps
|  | Total Inches Applied | 15 | 15 | 15 | 20 |  | http://www.windpowermaps.org/
|  | Flow Rate (GPM) | 750 | 600 | 600 | 300
|  | Pressure at Pump (psi) | 50 | 50 | 50 | 50
|  | Operating Pressure (psi) | 35 | 45 | 45 | 5
|  | Total Feet of Lift (Pumping Water Level in feet) | 15 | 12 | 6 | 4
|  | Units/acre ft/ft (Factor) for Electricity | 1.551
|  | Pumping Hours | 1305 | 1743.75 | 1800 | 4740
|  | Water Horsepower | 18.1534 | 17.5682 | 16.6591 | 1.178
|  | Total Dynamic Head | 95.85 | 115.95 | 109.95 | 15.55
|  | Acre Feet Applied | 181.25 | 193.75 | 200 | 263.3333
|  | kWhs Per Acre Foot Required | 148.6634 | 179.8384 | 170.5325 | 24.1181
|  | Additional kWh required for Pivot irrigation systems | 2500
|  | Annual kWh Required | 29445.2322 | 34843.6997 | 34106.49 | 6351.0865
Wind Energy Production
Wind Related Inputs:
Turbine Size
|  |  |  | 10kW | 20kW | 25kW
| Tower Height in Feet |  |  | 100 | 110 | 130
| Tower Height in Meters |  |  | 30.48 | 33.528 | 39.624
| Anemometer Height in Feet |  |  | 105 | 105 | 105
| Anemometer Height in Meters |  |  | 32.004 | 32.004 | 32.004
| Site Altitude in Feet |  |  | 1168 | 1168 | 1168
| Site Altitude in Meters |  |  | 356.0064 | 356.0064 | 356.0064
Wind Speeds: Selecte Method to Use -- Average annual OR Monthly Average
Use Average Annual: Enter the average annual wind speeds below.
| Avg. Annual Wind Speed (mph) |  |  | 12.3 | 12.3 | 12.3
| Avg Wind Speed in meters per second |  |  | 5.4986 | 5.4986 | 5.4986
Use Monthly Average: Enter the monthly average wind speeds below.
Help | Annual Avg Wind Speeds OR Monthly Avg Wind Speeds (A or M) |  |  |  | M
| Weibull K |  |  | 1.8 | 1.8 | 1.8
| Wind Shear Exp. |  |  | 0.18 | 0.18 | 0.18
| Turbulence Factor |  |  | 15% | 15% | 15%
| Average Output Power Rating in kWh |  |  | 1.6464 | 3.4008 | 5.6432
| Daily Energy Output in kWh |  |  | 39.5144 | 81.6193 | 135.4368
| Annual Energy Output at Maximum Capacity (kWh) |  |  | 14422.7697 | 29791.0346 | 49434.4139
| Average Monthly Energy Output (kWh) |  |  | 1201.8975 | 2482.5862 | 4119.5345
| Electricity Purchase Price ( per kWh) |  |  | 0.07
| Energy Buyback Rate, IF Any (per kWh) |  |  | 0.05
Help | Monthly Use Pattern for Wind Turbine ( Enter Percent of Monthly Maximum Capacity Required From Turbine) | [12 empty] | Annual
|  | Jan | Feb | Mar | Apr | May | Jun | Jul | Aug | Sep | Oct | Nov | Dec | Output
| System | 31 | 28 | 31 | 30 | 31 | 30 | 31 | 31 | 30 | 31 | 30 | 31 | Seasonally
| Size | 100% | 100% | 100% | 100% | 100% | 100% | 100% | 100% | 100% | 100% | 100% | 100% | Adjusted
Table Values are kWh produce by turbine size by month using average annual wind speeds
| 10kW | 1224.9476 | 1106.4043 | 1224.9476 | 1185.4331 | 1224.9476 | 1185.4331 | 1224.9476 | 1224.9476 | 1185.4331 | 1224.9476 | 1185.4331 | 1224.9476 | 14422.7697
| 20kW | 2530.1975 | 2285.3396 | 2530.1975 | 2448.5782 | 2530.1975 | 2448.5782 | 2530.1975 | 2530.1975 | 2448.5782 | 2530.1975 | 2448.5782 | 2530.1975 | 29791.0346
| 25kW | 4198.5393 | 3792.229 | 4198.5393 | 4063.1025 | 4198.5393 | 4063.1025 | 4198.5393 | 4198.5393 | 4063.1025 | 4198.5393 | 4063.1025 | 4198.5393 | 49434.4139
|  | Jan | Feb | Mar | Apr | May | Jun | Jul | Aug | Sep | Oct | Nov | Dec
|  | 31 | 28 | 31 | 30 | 31 | 30 | 31 | 31 | 30 | 31 | 30 | 31
| Monthly Avg. Wind Speed (mph) | 12.3 | 12.3 | 12.3 | 12.3 | 12.3 | 12.3 | 12.3 | 12.3 | 12.3 | 12.3 | 12.3 | 12.3
| Converted to meters/second | 5.4986 | 5.4986 | 5.4986 | 5.4986 | 5.4986 | 5.4986 | 5.4986 | 5.4986 | 5.4986 | 5.4986 | 5.4986 | 5.4986
Average Output Power Rating in kWh using monthly average wind speeds
|  | Jan | Feb | Mar | Apr | May | Jun | Jul | Aug | Sep | Oct | Nov | Dec
| 10kW | 1.6464 | 1.6464 | 1.6464 | 1.6464 | 1.6464 | 1.6464 | 1.6464 | 1.6464 | 1.6464 | 1.6464 | 1.6464 | 1.6464
| 20kW | 3.4008 | 3.4008 | 3.4008 | 3.4008 | 3.4008 | 3.4008 | 3.4008 | 3.4008 | 3.4008 | 3.4008 | 3.4008 | 3.4008
| 25kW | 5.6432 | 5.6432 | 5.6432 | 5.6432 | 5.6432 | 5.6432 | 5.6432 | 5.6432 | 5.6432 | 5.6432 | 5.6432 | 5.6432
Total Annual kWh
with Monthly
|  | Average Output Power Rating in kWh using monthly average wind speeds Jan: kWh produce by turbine size using monthly average wind speeds. | Wind Spds
| 10kW | 1224.9476 | 1106.4043 | 1224.9476 | 1185.4331 | 1224.9476 | 1185.4331 | 1224.9476 | 1224.9476 | 1185.4331 | 1224.9476 | 1185.4331 | 1224.9476 | 14422.7697
| 20kW | 2530.1975 | 2285.3396 | 2530.1975 | 2448.5782 | 2530.1975 | 2448.5782 | 2530.1975 | 2530.1975 | 2448.5782 | 2530.1975 | 2448.5782 | 2530.1975 | 29791.0346
| 25kW | 4198.5393 | 3792.229 | 4198.5393 | 4063.1025 | 4198.5393 | 4063.1025 | 4198.5393 | 4198.5393 | 4063.1025 | 4198.5393 | 4063.1025 | 4198.5393 | 49434.4139
Help | Monthly use pattern by type of irrigation system | bar: Average Output Power Rating in kWh using monthly average wind speeds Jan to Average Output Power Rating in kWh using monthly average wind speeds Feb
Enter the percent of time (% of days in month used) an irrigation system is used for each month of the year in the table below.
|  | Jan | Feb | Mar | Apr | May | Jun | Jul | Aug | Sep | Oct | Nov | Dec |  | Months
|  | 31 | 28 | 31 | 30 | 31 | 30 | 31 | 31 | 30 | 31 | 30 | 31 | Total | Used
| A-Pivot | 0% | 0% | 0% | 0% | 50% | 75% | 75% | 75% | 50% | 0% | 0% | 0% | 325% | 3.3167
| B-Wheel line | 0% | 0% | 0% | 0% | 50% | 100% | 100% | 100% | 50% | 0% | 0% | 0% | 400% | 4.0833
| C-Hand line | 0% | 0% | 0% | 0% | 50% | 100% | 100% | 100% | 50% | 0% | 0% | 0% | 400% | 4.0833
| D-Gated Pipe | 0% | 0% | 0% | 0% | 50% | 100% | 100% | 100% | 50% | 0% | 0% | 0% | 400% | 4.0833
Help | Monthly and Annual kWh used based on seasonal use pattern. This table reflects required kWh regardless of source of electricity. | [12 empty] | Annual kWh | bar: Enter the percent of time (% of days in month used) an irrigation system is used for each month of the year in the table below. Jan to Enter the percent of time (% of days in month used) an irrigation system is used for each month of the year in the table below. Oct
|  | Jan | Feb | Mar | Apr | May | Jun | Jul | Aug | Sep | Oct | Nov | Dec | by Irr. System
| A-Pivot | 0 | 0 | 0 | 0 | 4530.0357 | 6795.0536 | 6795.0536 | 6795.0536 | 4530.0357 | 0 | 0 | 0 | 29445.2322
| B-Wheel line | 0 | 0 | 0 | 0 | 4355.4625 | 8710.9249 | 8710.9249 | 8710.9249 | 4355.4625 | 0 | 0 | 0 | 34843.6997
| C-Hand line | 0 | 0 | 0 | 0 | 4263.3112 | 8526.6225 | 8526.6225 | 8526.6225 | 4263.3112 | 0 | 0 | 0 | 34106.49
| D-Gated Pipe | 0 | 0 | 0 | 0 | 793.8858 | 1587.7716 | 1587.7716 | 1587.7716 | 793.8858 | 0 | 0 | 0 | 6351.0865
Monthly True Up by size of wind generator and irrigation system.
Help | Table values are allowed kWh of electricity offset by turbine size and type of irrigation system based on seasonal use of irrigation system and turbine. | [12 empty] | Annual
|  | Jan | Feb | Mar | Apr | May | Jun | Jul | Aug | Sep | Oct | Nov | Dec | Total kWh
10kW
| A-Pivot | 0 | 0 | 0 | 0 | 1224.9476 | 1185.4331 | 1224.9476 | 1224.9476 | 1185.4331 | 0 | 0 | 0 | 6045.7089
| B-Wheel line | 0 | 0 | 0 | 0 | 1224.9476 | 1185.4331 | 1224.9476 | 1224.9476 | 1185.4331 | 0 | 0 | 0 | 6045.7089
| C-Hand line | 0 | 0 | 0 | 0 | 1224.9476 | 1185.4331 | 1224.9476 | 1224.9476 | 1185.4331 | 0 | 0 | 0 | 6045.7089
| D-Gated Pipe | 0 | 0 | 0 | 0 | 793.8858 | 1185.4331 | 1224.9476 | 1224.9476 | 793.8858 | 0 | 0 | 0 | 5223.0999
20kW
| A-Pivot | 0 | 0 | 0 | 0 | 2530.1975 | 2448.5782 | 2530.1975 | 2530.1975 | 2448.5782 | 0 | 0 | 0 | 12487.7487
| B-Wheel line | 0 | 0 | 0 | 0 | 2530.1975 | 2448.5782 | 2530.1975 | 2530.1975 | 2448.5782 | 0 | 0 | 0 | 12487.7487
| C-Hand line | 0 | 0 | 0 | 0 | 2530.1975 | 2448.5782 | 2530.1975 | 2530.1975 | 2448.5782 | 0 | 0 | 0 | 12487.7487
| D-Gated Pipe | 0 | 0 | 0 | 0 | 793.8858 | 1587.7716 | 1587.7716 | 1587.7716 | 793.8858 | 0 | 0 | 0 | 6351.0865
25kW
| A-Pivot | 0 | 0 | 0 | 0 | 4198.5393 | 4063.1025 | 4198.5393 | 4198.5393 | 4063.1025 | 0 | 0 | 0 | 20721.8228
| B-Wheel line | 0 | 0 | 0 | 0 | 4198.5393 | 4063.1025 | 4198.5393 | 4198.5393 | 4063.1025 | 0 | 0 | 0 | 20721.8228
| C-Hand line | 0 | 0 | 0 | 0 | 4198.5393 | 4063.1025 | 4198.5393 | 4198.5393 | 4063.1025 | 0 | 0 | 0 | 20721.8228
| D-Gated Pipe | 0 | 0 | 0 | 0 | 793.8858 | 1587.7716 | 1587.7716 | 1587.7716 | 793.8858 | 0 | 0 | 0 | 6351.0865
Help | Monthly True Up summary by size of wind generator and type of irrigation system. | bar: Jan to Jul
|  | 10kW | 20kW | 25kW |  | Table values are the lesser of kWh
| A-Pivot | Jan: 6045.7089; Feb: 12487.7487; Mar: 20721.8228; May: generated or kWh used by the
| B-Wheel line | Jan: 6045.7089; Feb: 12487.7487; Mar: 20721.8228; May: type of irrigation system with a
| C-Hand line | Jan: 6045.7089; Feb: 12487.7487; Mar: 20721.8228; May: monthly true up.
| D-Gated Pipe | Jan: 5223.0999; Feb: 6351.0865; Mar: 6351.0865; May: Monthly; Jun: Wind speed was used
Annual energy costs savings and/or revenue generated with net metering and an Monthly True Up.
1 |  | Jan: 10kW; Feb: 20kW; Mar: 25kW; May: Table values are the kWh costs
2 | A-Pivot | Jan: 423.1996; Feb: 874.1424; Mar: 1450.5276; May: saved at the user entered rate
3 | B-Wheel line | Jan: 423.1996; Feb: 874.1424; Mar: 1450.5276; May: with net metering and an monthly true up.
4 | C-Hand line | Jan: 423.1996; Feb: 874.1424; Mar: 1450.5276; May: Monthly; Jun: Wind speed was used
5 | D-Gated Pipe | Jan: 365.617; Feb: 444.5761; Mar: 444.5761
Help | Annual True Up summary based on seasonal use patterns of turbine and irrigation equipment | bar: Jan to Jul
Table values are kWh allowed based on type of irrigation system, turbine size and seasonal use patterns.
| Type Irrigation System | Jan: 10kW; Feb: 20kW; Mar: 25kW; May: Table values are the lesser of kWh
| A-Pivot | Jan: 14422.7697; Feb: 29445.2322; Mar: 29445.2322; May: generated or kWh used by the
| B-Wheel line | Jan: 14422.7697; Feb: 29791.0346; Mar: 34843.6997; May: type of irrigation system with an
| C-Hand line | Jan: 14422.7697; Feb: 29791.0346; Mar: 34106.49; May: annual true up.
| D-Gated Pipe | Jan: 6351.0865; Feb: 6351.0865; Mar: 6351.0865; May: Monthly; Jun: Wind speed was used
Help | Annual energy costs savings and/or revenue generated with net metering and an Annual True Up.
| Type Irrigation System | Jan: 10kW; Feb: 20kW; Mar: 25kW; May: Table values are the kWh costs
6 | A-Pivot | Jan: 1009.5939; Feb: 2061.1663; Mar: 2061.1663; May: saved at the user entered rate
7 | B-Wheel line | Jan: 1009.5939; Feb: 2085.3724; Mar: 2439.059; May: with net metering and annual true up.
8 | C-Hand line | Jan: 1009.5939; Feb: 2085.3724; Mar: 2387.4543; May: Monthly; Jun: Wind speed was used
9 | D-Gated Pipe | Jan: 444.5761; Feb: 444.5761; Mar: 444.5761
Annual energy costs savings PLUS revenue generated with utility company buying excess energy capacity | bar: Jan to Jul
| Type Irrigation System | Jan: 10kW; Feb: 20kW; Mar: 25kW; May: Table values are the annual excess
| A-Pivot | Jan: 14422.7697; Feb: 345.8024; Mar: 19989.1817; May: kWh generated, i.e. kWh greater than
| B-Wheel line | Jan: 14422.7697; Feb: 29791.0346; Mar: 14590.7142; May: annual kWh required for irrigation.
| C-Hand line | Jan: 14422.7697; Feb: 29791.0346; Mar: 15327.9239; May: Monthly; Jun: Wind speed was used
| D-Gated Pipe | Jan: 8071.6832; Feb: 23439.9481; Mar: 43083.3274
| Type Irrigation System | Jan: 10kW; Feb: 20kW; Mar: 25kW; May: Table values are the annual dollars
10 | A-Pivot | Jan: 1730.7324; Feb: 2078.4564; Mar: 3060.6253; May: generated selling excess capacity
11 | B-Wheel line | Jan: 1730.7324; Feb: 3574.9242; Mar: 3168.5947; May: at the rate entered by the user above
12 | C-Hand line | Jan: 1730.7324; Feb: 3574.9242; Mar: 3153.8505; May: PLUS the cost savings from generating
13 | D-Gated Pipe | Jan: 848.1602; Feb: 1616.5735; Mar: 2598.7424; May: your own electricity.
[6 empty] | Monthly | Wind speed was used
Note on A7: For comparative purposes, the actual acres irrigated by the different types of systems should be on the same parcel of ground. For example, if you have a square 160 acre patch of ground, a pivot, wheel line, hand line and gated pipe systems will irrigate a different number of acres on the same location. Each system will require different amounts of lift, use different pressures and may even require you to apply different amounts of water due to the delivery capabilities of the irrigation system selected.
Note on A46: Enter an A to use annual average wind speeds entered above or enter an M to use monthly average wind speeds, entered below. This is not case sensitive, a or m are also valid.
Note on A61: If you are using net metering and are subject to monthly "true up" from you local electricity provider, you may decide that you will not run your wind generator all of the time as it does not save you any money while providing the electricity provider with a free supply of electricity. In this instance, the table below allows you to specify when the wind turbine will be used. If you are on an annual true up, then you may run the turbine all year to generate electricity during the months when you are not using the electricity for irrigation. This may allow you to supply enough electricity over 12 months to offset high consumption during the summer months when irrigating. If the electric utility company is actually buying excess electricity, you may also wish to run the wind turbine as much as possible.
Note on A90: Monthly use pattern for each type of irrigation system is entered in this table. Enter the use pattern as a percent of the days in the month the irrigation system is used. Due to the efficiency of the different types of irrigation systems, the use pattern by type of system may vary.
Note on A99: This table uses the monthly use pattern entered above and the information entered for each type of irrigation system to calculate the required kWh of electricity for each type of irrigation system based on the pattern of seasonal use for that irrigation system. Table values are the monthly kWh required, regardless of the electricity source.
Note on A107: This table shows the kWh of electricity offset available from installation of each size of wind turbine for each type of irrigation system. Table values are the lesser of the kWh generated by size of turbine or the kWh actually used by type of irrigation system. Table values then measure the kWh allow under net metering with a monthly true up. These values are used later to estimate annual dollars saved due to the installation of a wind turbine.
Note on A126: This table is a summary of the values calcualted above by size of turbine and type of irrigation system used in a net metering situation.
Note on A140: This table is a summary by size of turbine and type of irrigation system used in an annual true using net metering.
Note on A148: This table is a summary of the dollar benefit (costs saved) by size of turbine and type of irrigation system used in an annual true up using net metering. Make sure that values entered for the seasonal pattern of wind turbine use (row 44) is more than enough to generate all kWh required for the type of annual use of the irrigation system of interest.
Note on B29: Note: Input values specific to your area and operation, indicated in blue text. If a cell has a value that should be zero, enter a zero in that cell to make sure the program is using the correct information.
Note on C22: Additional electricity will be required for the moving and electronic control system for a pivot. Rather than try to estimate these based on the size of the pivot, number of motors, etc. enter a single number that estimates the additional kWh required for these activities.
Note on D14: This factor is fixed for electricity.

## GeneratorOptions
Wind probability calculations using Monthly average wind speed
Wind Turbine Power Output Calculations |  | 10kW |  |  |  |  | Jan | Feb | Mar | Apr | May | Jun | Jul | Aug | Sep | Oct | Nov | Dec | Jan | Feb | Mar | Apr | May | Jun | Jul | Aug | Sep | Oct | Nov | Dec
[7 empty] | 31 | 28 | 31 | 30 | 31 | 30 | 31 | 31 | 30 | 31 | 30 | 31 | 31 | 28 | 31 | 30 | 31 | 30 | 31 | 31 | 30 | 31 | 30 | 31
Inputs: |  | Wind Speed | Power | Power Adj. | Wind Probability | Generated Power | 12.3 | 12.3 | 12.3 | 12.3 | 12.3 | 12.3 | 12.3 | 12.3 | 12.3 | 12.3 | 12.3 | 12.3
Ave. Wind (m/s) = | 5.4986 | (m/s) | (kW) | (kW) | (f) | Net kW @ V | 5.4505 | 5.4505 | 5.4505 | 5.4505 | 5.4505 | 5.4505 | 5.4505 | 5.4505 | 5.4505 | 5.4505 | 5.4505 | 5.4505
Weibull K = | 1.8 | 0 | 0 | 0 | 0% | 0 | [12 empty] | 0 | 0 | 0 | 0 | 0 | 0 | 0 | 0 | 0 | 0 | 0 | 0 | bar: Wind probability calculations using Monthly average wind speed Jan to Wind probability calculations using Monthly average wind speed Dec
Site Altitude (m) = | 356.0064 | 1 | 0 | 0 | 6.637% | 0 | 6.637% | 6.637% | 6.637% | 6.637% | 6.637% | 6.637% | 6.637% | 6.637% | 6.637% | 6.637% | 6.637% | 6.637% | 0 | 0 | 0 | 0 | 0 | 0 | 0 | 0 | 0 | 0 | 0 | 0
Wind Shear Exp. = | 0.18 | 2 | 0 | 0 | 10.51% | 0 | 10.51% | 10.51% | 10.51% | 10.51% | 10.51% | 10.51% | 10.51% | 10.51% | 10.51% | 10.51% | 10.51% | 10.51% | 0 | 0 | 0 | 0 | 0 | 0 | 0 | 0 | 0 | 0 | 0 | 0
Anem. Height (m) = | 32.004 | 3 | 0.12 | 0.098666 | 12.59% | 0.012424 | 12.59% | 12.59% | 12.59% | 12.59% | 12.59% | 12.59% | 12.59% | 12.59% | 12.59% | 12.59% | 12.59% | 12.59% | 0.012424 | 0.012424 | 0.012424 | 0.012424 | 0.012424 | 0.012424 | 0.012424 | 0.012424 | 0.012424 | 0.012424 | 0.012424 | 0.012424
Tower Height (m) = | 30.48 | 4 | 0.42 | 0.34533 | 13.14% | 0.045366 | 13.14% | 13.14% | 13.14% | 13.14% | 13.14% | 13.14% | 13.14% | 13.14% | 13.14% | 13.14% | 13.14% | 13.14% | 0.045366 | 0.045366 | 0.045366 | 0.045366 | 0.045366 | 0.045366 | 0.045366 | 0.045366 | 0.045366 | 0.045366 | 0.045366 | 0.045366
Turbulence Factor = | 15% | 5 | 0.94 | 0.77289 | 12.48% | 0.096474 | 12.48% | 12.48% | 12.48% | 12.48% | 12.48% | 12.48% | 12.48% | 12.48% | 12.48% | 12.48% | 12.48% | 12.48% | 0.096474 | 0.096474 | 0.096474 | 0.096474 | 0.096474 | 0.096474 | 0.096474 | 0.096474 | 0.096474 | 0.096474 | 0.096474 | 0.096474
Hub Average Wind Speed (m/s) = | 5.4505 | 6 | 1.6 | 1.3156 | 11.03% | 0.14509 | 11.03% | 11.03% | 11.03% | 11.03% | 11.03% | 11.03% | 11.03% | 11.03% | 11.03% | 11.03% | 11.03% | 11.03% | 0.14509 | 0.14509 | 0.14509 | 0.14509 | 0.14509 | 0.14509 | 0.14509 | 0.14509 | 0.14509 | 0.14509 | 0.14509 | 0.14509
Air Density Factor = | -3.268% | 7 | 2.5 | 2.0556 | 9.167% | 0.18844 | 9.167% | 9.167% | 9.167% | 9.167% | 9.167% | 9.167% | 9.167% | 9.167% | 9.167% | 9.167% | 9.167% | 9.167% | 0.18844 | 0.18844 | 0.18844 | 0.18844 | 0.18844 | 0.18844 | 0.18844 | 0.18844 | 0.18844 | 0.18844 | 0.18844 | 0.18844
|  | 8 | 3.6 | 2.96 | 7.22% | 0.21371 | 7.22% | 7.22% | 7.22% | 7.22% | 7.22% | 7.22% | 7.22% | 7.22% | 7.22% | 7.22% | 7.22% | 7.22% | 0.21371 | 0.21371 | 0.21371 | 0.21371 | 0.21371 | 0.21371 | 0.21371 | 0.21371 | 0.21371 | 0.21371 | 0.21371 | 0.21371
|  | 9 | 4.85 | 3.9878 | 5.414% | 0.21591 | 5.414% | 5.414% | 5.414% | 5.414% | 5.414% | 5.414% | 5.414% | 5.414% | 5.414% | 5.414% | 5.414% | 5.414% | 0.21591 | 0.21591 | 0.21591 | 0.21591 | 0.21591 | 0.21591 | 0.21591 | 0.21591 | 0.21591 | 0.21591 | 0.21591 | 0.21591
|  | 10 | 6.15 | 5.0567 | 3.88% | 0.19619 | 3.88% | 3.88% | 3.88% | 3.88% | 3.88% | 3.88% | 3.88% | 3.88% | 3.88% | 3.88% | 3.88% | 3.88% | 0.19619 | 0.19619 | 0.19619 | 0.19619 | 0.19619 | 0.19619 | 0.19619 | 0.19619 | 0.19619 | 0.19619 | 0.19619 | 0.19619
|  | 11 | 7.65 | 6.29 | 2.663% | 0.16753 | 2.663% | 2.663% | 2.663% | 2.663% | 2.663% | 2.663% | 2.663% | 2.663% | 2.663% | 2.663% | 2.663% | 2.663% | 0.16753 | 0.16753 | 0.16753 | 0.16753 | 0.16753 | 0.16753 | 0.16753 | 0.16753 | 0.16753 | 0.16753 | 0.16753 | 0.16753
|  | 12 | 9.3 | 7.6467 | 1.755% | 0.13423 | 1.755% | 1.755% | 1.755% | 1.755% | 1.755% | 1.755% | 1.755% | 1.755% | 1.755% | 1.755% | 1.755% | 1.755% | 0.13423 | 0.13423 | 0.13423 | 0.13423 | 0.13423 | 0.13423 | 0.13423 | 0.13423 | 0.13423 | 0.13423 | 0.13423 | 0.13423
|  | 13 | 10.9 | 8.9622 | 1.113% | 0.099706 | 1.113% | 1.113% | 1.113% | 1.113% | 1.113% | 1.113% | 1.113% | 1.113% | 1.113% | 1.113% | 1.113% | 1.113% | 0.099706 | 0.099706 | 0.099706 | 0.099706 | 0.099706 | 0.099706 | 0.099706 | 0.099706 | 0.099706 | 0.099706 | 0.099706 | 0.099706
|  | 14 | 10.8 | 8.88 | 0.6789% | 0.060289 | 0.6789% | 0.6789% | 0.6789% | 0.6789% | 0.6789% | 0.6789% | 0.6789% | 0.6789% | 0.6789% | 0.6789% | 0.6789% | 0.6789% | 0.060289 | 0.060289 | 0.060289 | 0.060289 | 0.060289 | 0.060289 | 0.060289 | 0.060289 | 0.060289 | 0.060289 | 0.060289 | 0.060289
|  | 15 | 10.4 | 8.5511 | 0.3994% | 0.034155 | 0.3994% | 0.3994% | 0.3994% | 0.3994% | 0.3994% | 0.3994% | 0.3994% | 0.3994% | 0.3994% | 0.3994% | 0.3994% | 0.3994% | 0.034155 | 0.034155 | 0.034155 | 0.034155 | 0.034155 | 0.034155 | 0.034155 | 0.034155 | 0.034155 | 0.034155 | 0.034155 | 0.034155
|  | 16 | 10 | 8.2222 | 0.2268% | 0.018644 | 0.2268% | 0.2268% | 0.2268% | 0.2268% | 0.2268% | 0.2268% | 0.2268% | 0.2268% | 0.2268% | 0.2268% | 0.2268% | 0.2268% | 0.018644 | 0.018644 | 0.018644 | 0.018644 | 0.018644 | 0.018644 | 0.018644 | 0.018644 | 0.018644 | 0.018644 | 0.018644 | 0.018644
|  | 17 | 9.55 | 7.8522 | 0.1243% | 0.0097621 | 0.1243% | 0.1243% | 0.1243% | 0.1243% | 0.1243% | 0.1243% | 0.1243% | 0.1243% | 0.1243% | 0.1243% | 0.1243% | 0.1243% | 0.0097621 | 0.0097621 | 0.0097621 | 0.0097621 | 0.0097621 | 0.0097621 | 0.0097621 | 0.0097621 | 0.0097621 | 0.0097621 | 0.0097621 | 0.0097621
|  | 18 | 9.15 | 7.5233 | 0.06588% | 0.0049563 | 0.06588% | 0.06588% | 0.06588% | 0.06588% | 0.06588% | 0.06588% | 0.06588% | 0.06588% | 0.06588% | 0.06588% | 0.06588% | 0.06588% | 0.0049563 | 0.0049563 | 0.0049563 | 0.0049563 | 0.0049563 | 0.0049563 | 0.0049563 | 0.0049563 | 0.0049563 | 0.0049563 | 0.0049563 | 0.0049563
|  | 19 | 8.7 | 7.1533 | 0.03376% | 0.0024151 | 0.03376% | 0.03376% | 0.03376% | 0.03376% | 0.03376% | 0.03376% | 0.03376% | 0.03376% | 0.03376% | 0.03376% | 0.03376% | 0.03376% | 0.0024151 | 0.0024151 | 0.0024151 | 0.0024151 | 0.0024151 | 0.0024151 | 0.0024151 | 0.0024151 | 0.0024151 | 0.0024151 | 0.0024151 | 0.0024151
|  | 20 | 8.3 | 6.8244 | 0.01674% | 0.0011427 | 0.01674% | 0.01674% | 0.01674% | 0.01674% | 0.01674% | 0.01674% | 0.01674% | 0.01674% | 0.01674% | 0.01674% | 0.01674% | 0.01674% | 0.0011427 | 0.0011427 | 0.0011427 | 0.0011427 | 0.0011427 | 0.0011427 | 0.0011427 | 0.0011427 | 0.0011427 | 0.0011427 | 0.0011427 | 0.0011427
|  |  |  | Totals | 99.14% | 1.6464 | 99.14% | 99.14% | 99.14% | 99.14% | 99.14% | 99.14% | 99.14% | 99.14% | 99.14% | 99.14% | 99.14% | 99.14% | 1.6464 | 1.6464 | 1.6464 | 1.6464 | 1.6464 | 1.6464 | 1.6464 | 1.6464 | 1.6464 | 1.6464 | 1.6464 | 1.6464
[5 empty] | Percentage Operating Time | 82%
Wind probability calculations using Monthly average wind speed
Wind Turbine Power Output Calculations |  | 20kW |  |  |  |  | Jan | Feb | Mar | Apr | May | Jun | Jul | Aug | Sep | Oct | Nov | Dec | Jan | Feb | Mar | Apr | May | Jun | Jul | Aug | Sep | Oct | Nov | Dec
[7 empty] | 31 | 28 | 31 | 30 | 31 | 30 | 31 | 31 | 30 | 31 | 30 | 31 | 31 | 28 | 31 | 30 | 31 | 30 | 31 | 31 | 30 | 31 | 30 | 31
Inputs: |  | Wind Speed | Power | Power Adj. | Wind Probability | Generated Power | 12.3 | 12.3 | 12.3 | 12.3 | 12.3 | 12.3 | 12.3 | 12.3 | 12.3 | 12.3 | 12.3 | 12.3
Ave. Wind (m/s) = | 5.4986 | (m/s) | (kW) | (kW) | (f) | Net kW @ V | 5.5448 | 5.5448 | 5.5448 | 5.5448 | 5.5448 | 5.5448 | 5.5448 | 5.5448 | 5.5448 | 5.5448 | 5.5448 | 5.5448
Weibull K = | 1.8 | 0 | 0 | 0 | 0% | 0 | [12 empty] | 0 | 0 | 0 | 0 | 0 | 0 | 0 | 0 | 0 | 0 | 0 | 0 | bar: Wind probability calculations using Monthly average wind speed Jan to Wind probability calculations using Monthly average wind speed Dec
Site Altitude (m) = | 356.0064 | 1 | 0 | 0 | 6.442% | 0 | 6.442% | 6.442% | 6.442% | 6.442% | 6.442% | 6.442% | 6.442% | 6.442% | 6.442% | 6.442% | 6.442% | 6.442% | 0 | 0 | 0 | 0 | 0 | 0 | 0 | 0 | 0 | 0 | 0 | 0
Wind Shear Exp. = | 0.18 | 2 | 0 | 0 | 10.23% | 0 | 10.23% | 10.23% | 10.23% | 10.23% | 10.23% | 10.23% | 10.23% | 10.23% | 10.23% | 10.23% | 10.23% | 10.23% | 0 | 0 | 0 | 0 | 0 | 0 | 0 | 0 | 0 | 0 | 0 | 0
Anem. Height (m) = | 32.004 | 3 | 0.58261 | 0.47904 | 12.31% | 0.058978 | 12.31% | 12.31% | 12.31% | 12.31% | 12.31% | 12.31% | 12.31% | 12.31% | 12.31% | 12.31% | 12.31% | 12.31% | 0.058978 | 0.058978 | 0.058978 | 0.058978 | 0.058978 | 0.058978 | 0.058978 | 0.058978 | 0.058978 | 0.058978 | 0.058978 | 0.058978
Tower Height (m) = | 33.528 | 4 | 1.1379 | 0.93562 | 12.92% | 0.12087 | 12.92% | 12.92% | 12.92% | 12.92% | 12.92% | 12.92% | 12.92% | 12.92% | 12.92% | 12.92% | 12.92% | 12.92% | 0.12087 | 0.12087 | 0.12087 | 0.12087 | 0.12087 | 0.12087 | 0.12087 | 0.12087 | 0.12087 | 0.12087 | 0.12087 | 0.12087
Turbulence Factor = | 15% | 5 | 1.9663 | 1.6167 | 12.36% | 0.19984 | 12.36% | 12.36% | 12.36% | 12.36% | 12.36% | 12.36% | 12.36% | 12.36% | 12.36% | 12.36% | 12.36% | 12.36% | 0.19984 | 0.19984 | 0.19984 | 0.19984 | 0.19984 | 0.19984 | 0.19984 | 0.19984 | 0.19984 | 0.19984 | 0.19984 | 0.19984
Hub Average Wind Speed (m/s) = | 5.5448 | 6 | 3.1224 | 2.5673 | 11.01% | 0.28271 | 11.01% | 11.01% | 11.01% | 11.01% | 11.01% | 11.01% | 11.01% | 11.01% | 11.01% | 11.01% | 11.01% | 11.01% | 0.28271 | 0.28271 | 0.28271 | 0.28271 | 0.28271 | 0.28271 | 0.28271 | 0.28271 | 0.28271 | 0.28271 | 0.28271 | 0.28271
Air Density Factor = | -3.268% | 7 | 4.6609 | 3.8323 | 9.239% | 0.35407 | 9.239% | 9.239% | 9.239% | 9.239% | 9.239% | 9.239% | 9.239% | 9.239% | 9.239% | 9.239% | 9.239% | 9.239% | 0.35407 | 0.35407 | 0.35407 | 0.35407 | 0.35407 | 0.35407 | 0.35407 | 0.35407 | 0.35407 | 0.35407 | 0.35407 | 0.35407
|  | 8 | 6.6363 | 5.4565 | 7.353% | 0.40124 | 7.353% | 7.353% | 7.353% | 7.353% | 7.353% | 7.353% | 7.353% | 7.353% | 7.353% | 7.353% | 7.353% | 7.353% | 0.40124 | 0.40124 | 0.40124 | 0.40124 | 0.40124 | 0.40124 | 0.40124 | 0.40124 | 0.40124 | 0.40124 | 0.40124 | 0.40124
|  | 9 | 9.1033 | 7.4849 | 5.579% | 0.41758 | 5.579% | 5.579% | 5.579% | 5.579% | 5.579% | 5.579% | 5.579% | 5.579% | 5.579% | 5.579% | 5.579% | 5.579% | 0.41758 | 0.41758 | 0.41758 | 0.41758 | 0.41758 | 0.41758 | 0.41758 | 0.41758 | 0.41758 | 0.41758 | 0.41758 | 0.41758
|  | 10 | 12.1165 | 9.9625 | 4.049% | 0.40335 | 4.049% | 4.049% | 4.049% | 4.049% | 4.049% | 4.049% | 4.049% | 4.049% | 4.049% | 4.049% | 4.049% | 4.049% | 0.40335 | 0.40335 | 0.40335 | 0.40335 | 0.40335 | 0.40335 | 0.40335 | 0.40335 | 0.40335 | 0.40335 | 0.40335 | 0.40335
|  | 11 | 15.7305 | 12.934 | 2.818% | 0.36447 | 2.818% | 2.818% | 2.818% | 2.818% | 2.818% | 2.818% | 2.818% | 2.818% | 2.818% | 2.818% | 2.818% | 2.818% | 0.36447 | 0.36447 | 0.36447 | 0.36447 | 0.36447 | 0.36447 | 0.36447 | 0.36447 | 0.36447 | 0.36447 | 0.36447 | 0.36447
|  | 12 | 20 | 16.4444 | 1.885% | 0.30996 | 1.885% | 1.885% | 1.885% | 1.885% | 1.885% | 1.885% | 1.885% | 1.885% | 1.885% | 1.885% | 1.885% | 1.885% | 0.30996 | 0.30996 | 0.30996 | 0.30996 | 0.30996 | 0.30996 | 0.30996 | 0.30996 | 0.30996 | 0.30996 | 0.30996 | 0.30996
|  | 13 | 20 | 16.4444 | 1.214% | 0.19957 | 1.214% | 1.214% | 1.214% | 1.214% | 1.214% | 1.214% | 1.214% | 1.214% | 1.214% | 1.214% | 1.214% | 1.214% | 0.19957 | 0.19957 | 0.19957 | 0.19957 | 0.19957 | 0.19957 | 0.19957 | 0.19957 | 0.19957 | 0.19957 | 0.19957 | 0.19957
|  | 14 | 20 | 16.4444 | 0.7532% | 0.12386 | 0.7532% | 0.7532% | 0.7532% | 0.7532% | 0.7532% | 0.7532% | 0.7532% | 0.7532% | 0.7532% | 0.7532% | 0.7532% | 0.7532% | 0.12386 | 0.12386 | 0.12386 | 0.12386 | 0.12386 | 0.12386 | 0.12386 | 0.12386 | 0.12386 | 0.12386 | 0.12386 | 0.12386
|  | 15 | 20 | 16.4444 | 0.4511% | 0.074177 | 0.4511% | 0.4511% | 0.4511% | 0.4511% | 0.4511% | 0.4511% | 0.4511% | 0.4511% | 0.4511% | 0.4511% | 0.4511% | 0.4511% | 0.074177 | 0.074177 | 0.074177 | 0.074177 | 0.074177 | 0.074177 | 0.074177 | 0.074177 | 0.074177 | 0.074177 | 0.074177 | 0.074177
|  | 16 | 20 | 16.4444 | 0.2609% | 0.042909 | 0.2609% | 0.2609% | 0.2609% | 0.2609% | 0.2609% | 0.2609% | 0.2609% | 0.2609% | 0.2609% | 0.2609% | 0.2609% | 0.2609% | 0.042909 | 0.042909 | 0.042909 | 0.042909 | 0.042909 | 0.042909 | 0.042909 | 0.042909 | 0.042909 | 0.042909 | 0.042909 | 0.042909
|  | 17 | 20 | 16.4444 | 0.1459% | 0.023995 | 0.1459% | 0.1459% | 0.1459% | 0.1459% | 0.1459% | 0.1459% | 0.1459% | 0.1459% | 0.1459% | 0.1459% | 0.1459% | 0.1459% | 0.023995 | 0.023995 | 0.023995 | 0.023995 | 0.023995 | 0.023995 | 0.023995 | 0.023995 | 0.023995 | 0.023995 | 0.023995 | 0.023995
|  | 18 | 20 | 16.4444 | 0.07894% | 0.012981 | 0.07894% | 0.07894% | 0.07894% | 0.07894% | 0.07894% | 0.07894% | 0.07894% | 0.07894% | 0.07894% | 0.07894% | 0.07894% | 0.07894% | 0.012981 | 0.012981 | 0.012981 | 0.012981 | 0.012981 | 0.012981 | 0.012981 | 0.012981 | 0.012981 | 0.012981 | 0.012981 | 0.012981
|  | 19 | 20 | 16.4444 | 0.04134% | 0.0067983 | 0.04134% | 0.04134% | 0.04134% | 0.04134% | 0.04134% | 0.04134% | 0.04134% | 0.04134% | 0.04134% | 0.04134% | 0.04134% | 0.04134% | 0.0067983 | 0.0067983 | 0.0067983 | 0.0067983 | 0.0067983 | 0.0067983 | 0.0067983 | 0.0067983 | 0.0067983 | 0.0067983 | 0.0067983 | 0.0067983
|  | 20 | 20 | 16.4444 | 0.02097% | 0.0034485 | 0.02097% | 0.02097% | 0.02097% | 0.02097% | 0.02097% | 0.02097% | 0.02097% | 0.02097% | 0.02097% | 0.02097% | 0.02097% | 0.02097% | 0.0034485 | 0.0034485 | 0.0034485 | 0.0034485 | 0.0034485 | 0.0034485 | 0.0034485 | 0.0034485 | 0.0034485 | 0.0034485 | 0.0034485 | 0.0034485
|  |  |  | Totals | 99.16% | 3.4008 | 99.16% | 99.16% | 99.16% | 99.16% | 99.16% | 99.16% | 99.16% | 99.16% | 99.16% | 99.16% | 99.16% | 99.16% | 3.4008 | 3.4008 | 3.4008 | 3.4008 | 3.4008 | 3.4008 | 3.4008 | 3.4008 | 3.4008 | 3.4008 | 3.4008 | 3.4008
[5 empty] | Percentage Operating Time | 82.49%
Wind probability calculations using Monthly average wind speed
Wind Turbine Power Output Calculations |  | 25kW |  |  |  |  | Jan | Feb | Mar | Apr | May | Jun | Jul | Aug | Sep | Oct | Nov | Dec | Jan | Feb | Mar | Apr | May | Jun | Jul | Aug | Sep | Oct | Nov | Dec
[7 empty] | 31 | 28 | 31 | 30 | 31 | 30 | 31 | 31 | 30 | 31 | 30 | 31 | 31 | 28 | 31 | 30 | 31 | 30 | 31 | 31 | 30 | 31 | 30 | 31
Inputs: |  | Wind Speed | Power | Power Adj. | Wind Probability | Generated Power | 12.3 | 12.3 | 12.3 | 12.3 | 12.3 | 12.3 | 12.3 | 12.3 | 12.3 | 12.3 | 12.3 | 12.3
Ave. Wind (m/s) = | 5.4986 | (m/s) | (kW) | (kW) | (f) | Net kW @ V | 5.7141 | 5.7141 | 5.7141 | 5.7141 | 5.7141 | 5.7141 | 5.7141 | 5.7141 | 5.7141 | 5.7141 | 5.7141 | 5.7141
Weibull K = | 1.8 | 0 | 0 | 0 | 0% | 0 | [12 empty] | 0 | 0 | 0 | 0 | 0 | 0 | 0 | 0 | 0 | 0 | 0 | 0 | bar: Wind probability calculations using Monthly average wind speed Jan to Wind probability calculations using Monthly average wind speed Dec
Site Altitude (m) = | 356.0064 | 1 | 0 | 0 | 6.115% | 0 | 6.115% | 6.115% | 6.115% | 6.115% | 6.115% | 6.115% | 6.115% | 6.115% | 6.115% | 6.115% | 6.115% | 6.115% | 0 | 0 | 0 | 0 | 0 | 0 | 0 | 0 | 0 | 0 | 0 | 0
Wind Shear Exp. = | 0.18 | 2 | 0 | 0 | 9.756% | 0 | 9.756% | 9.756% | 9.756% | 9.756% | 9.756% | 9.756% | 9.756% | 9.756% | 9.756% | 9.756% | 9.756% | 9.756% | 0 | 0 | 0 | 0 | 0 | 0 | 0 | 0 | 0 | 0 | 0 | 0
Anem. Height (m) = | 32.004 | 3 | 0.5 | 0.41111 | 11.83% | 0.048631 | 11.83% | 11.83% | 11.83% | 11.83% | 11.83% | 11.83% | 11.83% | 11.83% | 11.83% | 11.83% | 11.83% | 11.83% | 0.048631 | 0.048631 | 0.048631 | 0.048631 | 0.048631 | 0.048631 | 0.048631 | 0.048631 | 0.048631 | 0.048631 | 0.048631 | 0.048631
Tower Height (m) = | 39.624 | 4 | 1.3 | 1.0689 | 12.53% | 0.13395 | 12.53% | 12.53% | 12.53% | 12.53% | 12.53% | 12.53% | 12.53% | 12.53% | 12.53% | 12.53% | 12.53% | 12.53% | 0.13395 | 0.13395 | 0.13395 | 0.13395 | 0.13395 | 0.13395 | 0.13395 | 0.13395 | 0.13395 | 0.13395 | 0.13395 | 0.13395
Turbulence Factor = | 15% | 5 | 2.7 | 2.22 | 12.13% | 0.26934 | 12.13% | 12.13% | 12.13% | 12.13% | 12.13% | 12.13% | 12.13% | 12.13% | 12.13% | 12.13% | 12.13% | 12.13% | 0.26934 | 0.26934 | 0.26934 | 0.26934 | 0.26934 | 0.26934 | 0.26934 | 0.26934 | 0.26934 | 0.26934 | 0.26934 | 0.26934
Hub Average Wind Speed (m/s) = | 5.7141 | 6 | 4.9 | 4.0289 | 10.96% | 0.44148 | 10.96% | 10.96% | 10.96% | 10.96% | 10.96% | 10.96% | 10.96% | 10.96% | 10.96% | 10.96% | 10.96% | 10.96% | 0.44148 | 0.44148 | 0.44148 | 0.44148 | 0.44148 | 0.44148 | 0.44148 | 0.44148 | 0.44148 | 0.44148 | 0.44148 | 0.44148
Air Density Factor = | -3.268% | 7 | 7.8 | 6.4133 | 9.34% | 0.59899 | 9.34% | 9.34% | 9.34% | 9.34% | 9.34% | 9.34% | 9.34% | 9.34% | 9.34% | 9.34% | 9.34% | 9.34% | 0.59899 | 0.59899 | 0.59899 | 0.59899 | 0.59899 | 0.59899 | 0.59899 | 0.59899 | 0.59899 | 0.59899 | 0.59899 | 0.59899
|  | 8 | 11.6 | 9.5378 | 7.566% | 0.72163 | 7.566% | 7.566% | 7.566% | 7.566% | 7.566% | 7.566% | 7.566% | 7.566% | 7.566% | 7.566% | 7.566% | 7.566% | 0.72163 | 0.72163 | 0.72163 | 0.72163 | 0.72163 | 0.72163 | 0.72163 | 0.72163 | 0.72163 | 0.72163 | 0.72163 | 0.72163
|  | 9 | 16.8 | 13.8133 | 5.853% | 0.80854 | 5.853% | 5.853% | 5.853% | 5.853% | 5.853% | 5.853% | 5.853% | 5.853% | 5.853% | 5.853% | 5.853% | 5.853% | 0.80854 | 0.80854 | 0.80854 | 0.80854 | 0.80854 | 0.80854 | 0.80854 | 0.80854 | 0.80854 | 0.80854 | 0.80854 | 0.80854
|  | 10 | 22.9 | 18.8289 | 4.339% | 0.81708 | 4.339% | 4.339% | 4.339% | 4.339% | 4.339% | 4.339% | 4.339% | 4.339% | 4.339% | 4.339% | 4.339% | 4.339% | 0.81708 | 0.81708 | 0.81708 | 0.81708 | 0.81708 | 0.81708 | 0.81708 | 0.81708 | 0.81708 | 0.81708 | 0.81708 | 0.81708
|  | 11 | 25 | 20.5555 | 3.091% | 0.63536 | 3.091% | 3.091% | 3.091% | 3.091% | 3.091% | 3.091% | 3.091% | 3.091% | 3.091% | 3.091% | 3.091% | 3.091% | 0.63536 | 0.63536 | 0.63536 | 0.63536 | 0.63536 | 0.63536 | 0.63536 | 0.63536 | 0.63536 | 0.63536 | 0.63536 | 0.63536
|  | 12 | 25 | 20.5555 | 2.12% | 0.43568 | 2.12% | 2.12% | 2.12% | 2.12% | 2.12% | 2.12% | 2.12% | 2.12% | 2.12% | 2.12% | 2.12% | 2.12% | 0.43568 | 0.43568 | 0.43568 | 0.43568 | 0.43568 | 0.43568 | 0.43568 | 0.43568 | 0.43568 | 0.43568 | 0.43568 | 0.43568
|  | 13 | 25 | 20.5555 | 1.401% | 0.28807 | 1.401% | 1.401% | 1.401% | 1.401% | 1.401% | 1.401% | 1.401% | 1.401% | 1.401% | 1.401% | 1.401% | 1.401% | 0.28807 | 0.28807 | 0.28807 | 0.28807 | 0.28807 | 0.28807 | 0.28807 | 0.28807 | 0.28807 | 0.28807 | 0.28807 | 0.28807
|  | 14 | 25 | 20.5555 | 0.8947% | 0.18391 | 0.8947% | 0.8947% | 0.8947% | 0.8947% | 0.8947% | 0.8947% | 0.8947% | 0.8947% | 0.8947% | 0.8947% | 0.8947% | 0.8947% | 0.18391 | 0.18391 | 0.18391 | 0.18391 | 0.18391 | 0.18391 | 0.18391 | 0.18391 | 0.18391 | 0.18391 | 0.18391 | 0.18391
|  | 15 | 25 | 20.5555 | 0.5521% | 0.11349 | 0.5521% | 0.5521% | 0.5521% | 0.5521% | 0.5521% | 0.5521% | 0.5521% | 0.5521% | 0.5521% | 0.5521% | 0.5521% | 0.5521% | 0.11349 | 0.11349 | 0.11349 | 0.11349 | 0.11349 | 0.11349 | 0.11349 | 0.11349 | 0.11349 | 0.11349 | 0.11349 | 0.11349
|  | 16 | 25 | 20.5555 | 0.3296% | 0.067752 | 0.3296% | 0.3296% | 0.3296% | 0.3296% | 0.3296% | 0.3296% | 0.3296% | 0.3296% | 0.3296% | 0.3296% | 0.3296% | 0.3296% | 0.067752 | 0.067752 | 0.067752 | 0.067752 | 0.067752 | 0.067752 | 0.067752 | 0.067752 | 0.067752 | 0.067752 | 0.067752 | 0.067752
|  | 17 | 25 | 20.5555 | 0.1905% | 0.039166 | 0.1905% | 0.1905% | 0.1905% | 0.1905% | 0.1905% | 0.1905% | 0.1905% | 0.1905% | 0.1905% | 0.1905% | 0.1905% | 0.1905% | 0.039166 | 0.039166 | 0.039166 | 0.039166 | 0.039166 | 0.039166 | 0.039166 | 0.039166 | 0.039166 | 0.039166 | 0.039166 | 0.039166
|  | 18 | 25 | 20.5555 | 0.1067% | 0.021938 | 0.1067% | 0.1067% | 0.1067% | 0.1067% | 0.1067% | 0.1067% | 0.1067% | 0.1067% | 0.1067% | 0.1067% | 0.1067% | 0.1067% | 0.021938 | 0.021938 | 0.021938 | 0.021938 | 0.021938 | 0.021938 | 0.021938 | 0.021938 | 0.021938 | 0.021938 | 0.021938 | 0.021938
|  | 19 | 25 | 20.5555 | 0.05796% | 0.011915 | 0.05796% | 0.05796% | 0.05796% | 0.05796% | 0.05796% | 0.05796% | 0.05796% | 0.05796% | 0.05796% | 0.05796% | 0.05796% | 0.05796% | 0.011915 | 0.011915 | 0.011915 | 0.011915 | 0.011915 | 0.011915 | 0.011915 | 0.011915 | 0.011915 | 0.011915 | 0.011915 | 0.011915
|  | 20 | 25 | 20.5555 | 0.03054% | 0.0062773 | 0.03054% | 0.03054% | 0.03054% | 0.03054% | 0.03054% | 0.03054% | 0.03054% | 0.03054% | 0.03054% | 0.03054% | 0.03054% | 0.03054% | 0.0062773 | 0.0062773 | 0.0062773 | 0.0062773 | 0.0062773 | 0.0062773 | 0.0062773 | 0.0062773 | 0.0062773 | 0.0062773 | 0.0062773 | 0.0062773
|  |  |  | Totals | 99.2% | 5.6432 | 99.2% | 99.2% | 99.2% | 99.2% | 99.2% | 99.2% | 99.2% | 99.2% | 99.2% | 99.2% | 99.2% | 99.2% | 5.6432 | 5.6432 | 5.6432 | 5.6432 | 5.6432 | 5.6432 | 5.6432 | 5.6432 | 5.6432 | 5.6432 | 5.6432 | 5.6432
[5 empty] | Percentage Operating Time | 83.32%
Wind Generation Monthly Allocation Factors
[9 empty] | Upper Midwest | Montana | Pasco, WA | Yakima, WA | Pendleton, OR | future1 | Future2
[9 empty] | 1 | 2 | 3 | 4 | 5 | 6 | 7
[8 empty] | Jan | 8.997% | 11.64% | 6.411% | 3.066% | 5.808%
[8 empty] | Feb | 8.295% | 10.74% | 7.309% | 4.55% | 6.201%
[8 empty] | Mar | 10.08% | 10.39% | 9.822% | 11.51% | 10.18%
[8 empty] | Apr | 9.757% | 9.393% | 11.36% | 15.03% | 12.39%
[8 empty] | May | 8.715% | 7.9% | 12.71% | 14.91% | 11.65%
[8 empty] | June | 7.846% | 6.131% | 11.02% | 12.71% | 11.27%
[8 empty] | July | 6.293% | 5.2% | 8.664% | 10.93% | 9.813%
[8 empty] | Aug | 6.096% | 4.787% | 6.991% | 8.923% | 8.428%
[8 empty] | Sept | 7.446% | 5.57% | 5.538% | 8.182% | 7.206%
[8 empty] | Oct | 9.164% | 8.195% | 4.24% | 5.562% | 5.375%
[8 empty] | Nov | 8.455% | 9.505% | 8.786% | 2.996% | 5.742%
[8 empty] | Dec | 8.857% | 10.55% | 7.148% | 1.627% | 5.934%
[8 empty] | Totals | 100% | 100% | 100% | 100% | 100% | 0% | 0%
[9 empty] | Upper Midwest | Montana | Pasco, WA | Yakima, WA | Pendleton, OR | future1 | Future2
Note on G7: Note: Power curve represents average output power (kW) for each wind speed, at sea level.
Note on G38: Note: Power curve represents average output power (kW) for each wind speed, at sea level.
Note on G69: Note: Power curve represents average output power (kW) for each wind speed, at sea level.
Note on H7: Note: This column is power adjusted for turbulence and air density.
Note on H38: Note: This column is power adjusted for turbulence and air density.
Note on H69: Note: This column is power adjusted for turbulence and air density.
20 kW
10 kW

## CashFlowEconomics
Enter all information below in Blue Text. All other labels and numbers are fixed or calculated.
[75 empty] | NAME | RANGE | PURPOSE
[75 empty] | -------- | ----------- | --------------------------------------------------
[75 empty] | BASIS | D5 | Depreciable basis for this asset
[75 empty] | FEASIB | K21 | Cell to GOTO for feasibility details on screen
| Inputs for Analysis: | [8 empty] | 10kW | Economic Profitability: |  | 10kW | [29 empty] | Recovery | Table values from IRS Pub 946 for 2007, How to Depreciate Property - Used table A-14, 150% Decling Balance Method, Half Year Convention. | [30 empty] | INPUTRANGE | B1..F20 | Range for /Range Input command
| Description of Investment | [5 empty] | 10kW | 20kW | 25kW |  |  | Year | Year | Year | Year | Year | Year | Year | Year | Year | Year | Year | Year | Year | Year | Year | Year | Year | Year | Year | Year | Year | Year | Year | Year | Year | Year | Year | Year | Year | Year | Year | Period Yrs | 1 | 2 | 3 | 4 | 5 | 6 | 7 | 8 | 9 | 10 | 11 | 12 | 13 | 14 | 15 | 16 | 17 | 18 | 19 | 20 | 21 | [10 empty] | LIFE | D8 | Asset life
| Purchase Price Less Grant Dollars Received | [5 empty] | 34635 | 40417.8889 | 44701 |  |  | 0 | 1 | 2 | 3 | 4 | 5 | 6 | 7 | 8 | 9 | 10 | 11 | 12 | 13 | 14 | 15 | 16 | 17 | 18 | 19 | 20 | 21 | 22 | 23 | 24 | 25 | 26 | 27 | 28 | 29 | 30 | 3 | 25% | 37.5% | 25% | 12.5% | [27 empty] | LOAN | D13 | Loan length
| Salvage Value: | [5 empty] | 2000 | 2000 | 2000 |  | Receipts | 0 | #N/A | #N/A | #N/A | #N/A | #N/A | #N/A | #N/A | #N/A | #N/A | #N/A | #N/A | #N/A | #N/A | #N/A | #N/A | #N/A | #N/A | #N/A | #N/A | #N/A | 0 | 0 | 0 | 0 | 0 | 0 | 0 | 0 | 0 | 0 | 5 | 15% | 25.5% | 17.85% | 16.66% | 16.66% | 8.33% | [25 empty] | PROFIT | K1 | Cell to GOTO for profitability details on screen
| Depreciation Period for Tax Purposes (Enter 5, 7, 15 or 20 yrs) | [5 empty] | 7 | 7 | 7 |  | Salvage Value | 0 | 0 | 0 | 0 | 0 | 0 | 0 | 0 | 0 | 0 | 0 | 0 | 0 | 0 | 0 | 0 | 0 | 0 | 0 | 0 | 2000 | 0 | 0 | 0 | 0 | 0 | 0 | 0 | 0 | 0 | 0 | 7 | 10.71% | 19.13% | 15.03% | 12.25% | 12.25% | 12.25% | 12.25% | 6.13%
| Asset's Expected Life (2-30 yrs): | [5 empty] | 20 | 30 | 30 |  | Total Receipts: | 0 | #N/A | #N/A | #N/A | #N/A | #N/A | #N/A | #N/A | #N/A | #N/A | #N/A | #N/A | #N/A | #N/A | #N/A | #N/A | #N/A | #N/A | #N/A | #N/A | #N/A | 0 | 0 | 0 | 0 | 0 | 0 | 0 | 0 | 0 | 0 | 15 | 5% | 9.5% | 8.55% | 7.7% | 6.93% | 6.23% | 5.9% | 5.9% | 5.91% | 5.9% | 5.91% | 5.9% | 5.91% | 5.9% | 5.91% | 2.95%
Help | Section 179 First Year Tax Expensing (maximum): | [5 empty] | 5000 | 5000 | 10000 |  | Expenses | [31 empty] | 20 | 3.75% | 7.219% | 6.677% | 6.177% | 5.713% | 5.285% | 4.888% | 4.522% | 4.462% | 4.461% | 4.462% | 4.461% | 4.462% | 4.461% | 4.462% | 4.461% | 4.462% | 4.461% | 4.462% | 4.461% | 2.231%
Help | Marginal Federal Income Tax Rate | [5 empty] | 15% | 15% | 15% |  | Operating Expenses | 0 | 463.5 | 477.405 | 491.7271 | 506.479 | 521.6733 | 537.3235 | 553.4432 | 570.0465 | 587.1479 | 604.7624 | 622.9052 | 641.5924 | 660.8402 | 680.6654 | 701.0853 | 722.1179 | 743.7814 | 766.0949 | 789.0777 | 812.7501 | 0 | 0 | 0 | 0 | 0 | 0 | 0 | 0 | 0 | 0
| Marginal State Income Tax Rate | [5 empty] | 6% | 6% | 6% |  | Opportunity Cost (Not Interest Paid) | 0 | 915.875 | 915.875 | 915.875 | 915.875 | 915.875 | 915.875 | 915.875 | 915.875 | 915.875 | 915.875 | 915.875 | 915.875 | 915.875 | 915.875 | 915.875 | 915.875 | 915.875 | 915.875 | 915.875 | 915.875 | 0 | 0 | 0 | 0 | 0 | 0 | 0 | 0 | 0 | 0
| Combined Federal and State Marginal Income Tax Rate | [5 empty] | 21% | 21% | 21% |  | Depreciation + Section 179 | 5000 | 3173.9085 | 5669.1755 | 4454.1405 | 3630.2875 | 3630.2875 | 3630.2875 | 3630.2875 | 1816.6255 | 0 | 0 | 0 | 0 | 0 | 0 | 0 | 0 | 0 | 0 | 0 | 0 | 0 | 0 | 0 | 0 | 0 | 0 | 0 | 0 | 0 | 0
Help | Percent of Purchase Price (Less Grant Dollars) Financed: | [5 empty] | 80% | 80% | 80% |  | Other Fixed Costs (Taxes, Insurance) | 0 | 342.445 | 347.5817 | 352.7954 | 358.0873 | 363.4586 | 368.9105 | 374.4442 | 380.0608 | 385.7618 | 391.5482 | 397.4214 | 403.3827 | 409.4335 | 415.575 | 421.8086 | 428.1357 | 434.5578 | 441.0761 | 447.6923 | 454.4076 | 461.2238 | 468.1421 | 475.1643 | 482.2917 | 489.5261 | 496.869 | 504.322 | 511.8868 | 519.5651 | 527.3586 | Depreciation |  | 10kW
| Loan Interest Rate: | [5 empty] | 7% | 7% | 7% |  | Total Expenses: | 5000 | 4895.7285 | 7410.0372 | 6214.5381 | 5410.7288 | 5431.2945 | 5452.3966 | 5474.0499 | 3682.6079 | 1888.7847 | 1912.1856 | 1936.2016 | 1960.8501 | 1986.1486 | 2012.1153 | 2038.7689 | 2066.1286 | 2094.2142 | 2123.046 | 2152.645 | 2183.0327 | 461.2238 | 468.1421 | 475.1643 | 482.2917 | 489.5261 | 496.869 | 504.322 | 511.8868 | 519.5651 | 527.3586 | Recovery | Year | Year | Year | Year | Year | Year | Year | Year | Year | Year | Year | Year | Year | Year | Year | Year | Year | Year | Year | Year | Year
| Loan Length (years): | [5 empty] | 7 | 10 | 15 |  | Tax Incentives based on kWh |  | 90.6856 | 90.6856 | 90.6856 | 90.6856 | 90.6856 | 90.6856 | 90.6856 | 90.6856 | 90.6856 | 90.6856 | 0 | 0 | 0 | 0 | 0 | 0 | 0 | 0 | 0 | 0 | 0 | 0 | 0 | 0 | 0 | 0 | 0 | 0 | 0 | 0 | Period | 1 | 2 | 3 | 4 | 5 | 6 | 7 | 8 | 9 | 10 | 11 | 12 | 13 | 14 | 15 | 16 | 17 | 18 | 19 | 20 | 21 | Sum
Help | Opportunity Cost: | [5 empty] | 5% | 5% | 5% |  | Tax Credits based on kWh |  | 90.6856 | 90.6856 | 90.6856 | 90.6856 | 90.6856 | 90.6856 | 90.6856 | 90.6856 | 90.6856 | 90.6856 | 0 | 0 | 0 | 0 | 0 | 0 | 0 | 0 | 0 | 0 | 0 | 0 | 0 | 0 | 0 | 0 | 0 | 0 | 0 | 0 | 3 | 0 | 0 | 0 | 0 | [17 empty] | 0
| Estimated Annual Cash Operating Expense in Current Dollars: | [5 empty] | 450 | 500 | 550 |  | Tax Exemption based on kWh |  | 0.90686 | 0.90686 | 0.90686 | 0.90686 | 0.90686 | 0.90686 | 0.90686 | 0.90686 | 0.90686 | 0.90686 | 0 | 0 | 0 | 0 | 0 | 0 | 0 | 0 | 0 | 0 | 0 | 0 | 0 | 0 | 0 | 0 | 0 | 0 | 0 | 0 | 5 | 0 | 0 | 0 | 0 | 0 | 0 | [15 empty] | 0
Help | Estimated Annual Cash Fixed Costs in Current Dollars: | [5 empty] | 342.445 | 382.9252 | 412.907 |  | Tax Exemption NOT based on kwh |  | 307.5 | 307.5 | 307.5 | 307.5 | 307.5 | 307.5 | 307.5 | 307.5 | 307.5 | 307.5 | 0 | 0 | 0 | 0 | 0 | 0 | 0 | 0 | 0 | 0 | 0 | 0 | 0 | 0 | 0 | 0 | 0 | 0 | 0 | 0 | 7 | 3173.9085 | 5669.1755 | 4454.1405 | 3630.2875 | 3630.2875 | 3630.2875 | 3630.2875 | 1816.6255 | [13 empty] | 34635
Help | Inflation Rate for Annual Cash Operating Expenses: | [5 empty] | 3% | 3% | 3% |  | One Time Tax Incentives | 1: 3000 | 15 | 0 | 0 | 0 | 0 | 0 | 0 | 0 | 0 | 0 | 0 | 0 | 0 | 0 | 0 | 0 | 0 | [5 empty] | 0
| Weighted Cost of Capital | [5 empty] | 5.424% | 5.424% | 5.424% |  | Income Tax Benefit | 1050 | 1234.0476 | 1466.6275 | 1215.5726 | 1046.7727 | 1051.0915 | 1055.5229 | 1060.0701 | 683.8673 | 307.1644 | 312.0786 | 214.2686 | 219.4448 | 224.7575 | 230.2105 | 235.8077 | 241.5533 | 247.4512 | 253.5059 | 259.7217 | 266.1031 | 0 | 0 | 0 | 0 | 0 | 0 | 0 | 0 | 0 | 0 | 20 | 0 | 0 | 0 | 0 | 0 | 0 | 0 | 0 | 0 | 0 | 0 | 0 | 0 | 0 | 0 | 0 | 0 | 0 | 0 | 0 | 0 | 0
| Average Cost of Electricity (/KWH) | [5 empty] | 0.07 | 0.07 | 0.07 |  | Total Expenses After Tax: | 3950 | 3661.6809 | 5943.4097 | 4998.9654 | 4363.9561 | 4380.203 | 4396.8736 | 4413.9798 | 2998.7406 | 1581.6202 | 1600.1069 | 1721.933 | 1741.4053 | 1761.3912 | 1781.9049 | 1802.9612 | 1824.5754 | 1846.763 | 1869.5401 | 1892.9233 | 1916.9296 | 461.2238 | 468.1421 | 475.1643 | 482.2917 | 489.5261 | 496.869 | 504.322 | 511.8868 | 519.5651 | 527.3586
[11 empty] | Net Receipts: | -3950 | #N/A | #N/A | #N/A | #N/A | #N/A | #N/A | #N/A | #N/A | #N/A | #N/A | #N/A | #N/A | #N/A | #N/A | #N/A | #N/A | #N/A | #N/A | #N/A | #N/A | -461.2238 | -468.1421 | -475.1643 | -482.2917 | -489.5261 | -496.869 | -504.322 | -511.8868 | -519.5651 | -527.3586 | Total | 3173.9085 | 5669.1755 | 4454.1405 | 3630.2875 | 3630.2875 | 3630.2875 | 3630.2875 | 1816.6255 | 0 | 0 | 0 | 0 | 0 | 0 | 0 | 0 | 0 | 0 | 0 | 0 | 0
| Annual Electricity costs saved and/or revenue generated from wind turbine use | [9 empty] | NPV Using Economic Analysis | 0: #N/A
|  | Table values below were generated using | [8 empty] | Financial Feasibility: | 1: 10kW
|  | Monthly | average wind speeds. | [8 empty] | Year | Year | Year | Year | Year | Year | Year | Year | Year | Year | Year | Year | Year | Year | Year | Year | Year | Year | Year | Year | Year | Year | Year | Year | Year | Year | Year | Year | Year | Year | Year
[12 empty] | 0 | 1 | 2 | 3 | 4 | 5 | 6 | 7 | 8 | 9 | 10 | 11 | 12 | 13 | 14 | 15 | 16 | 17 | 18 | 19 | 20 | 21 | 22 | 23 | 24 | 25 | 26 | 27 | 28 | 29 | 30
|  |  |  | Row # | Type of | [5 empty] | Total Receipts & Salvage Value | 0 | #N/A | #N/A | #N/A | #N/A | #N/A | #N/A | #N/A | #N/A | #N/A | #N/A | #N/A | #N/A | #N/A | #N/A | #N/A | #N/A | #N/A | #N/A | #N/A | #N/A | 0 | 0 | 0 | 0 | 0 | 0 | 0 | 0 | 0 | 0
| Monthly True Up cost savings |  |  | 1 | Irrigation System |  | 10kW | 20kW | 25kW | [33 empty] | Loan Amortization Calculations:
| and/or revenue generation are |  |  | 2 | A-Pivot |  | 423.1996 | 874.1424 | 1450.5276 |  | Total ALL Expenses | 5000 | 4895.7285 | 7410.0372 | 6214.5381 | 5410.7288 | 5431.2945 | 5452.3966 | 5474.0499 | 3682.6079 | 1888.7847 | 1912.1856 | 1936.2016 | 1960.8501 | 1986.1486 | 2012.1153 | 2038.7689 | 2066.1286 | 2094.2142 | 2123.046 | 2152.645 | 2183.0327 | 461.2238 | 468.1421 | 475.1643 | 482.2917 | 489.5261 | 496.869 | 504.322 | 511.8868 | 519.5651 | 527.3586 | Payment: | 5141.3086 |  | Amount Financed | 27708
| table rows 2 through 5 |  |  | 3 | B-Wheel line |  | 423.1996 | 874.1424 | 1450.5276 |  | Minus Depreciation | 5000 | 3173.9085 | 5669.1755 | 4454.1405 | 3630.2875 | 3630.2875 | 3630.2875 | 3630.2875 | 1816.6255 | 0 | 0 | 0 | 0 | 0 | 0 | 0 | 0 | 0 | 0 | 0 | 0 | 0 | 0 | 0 | 0 | 0 | 0 | 0 | 0 | 0 | 0 | Year | 1 | 2 | 3 | 4 | 5 | 6 | 7 | 8 | 9 | 10 | 11 | 12 | 13 | 14 | 15 | 16 | 17 | 18 | 19 | 20 | 21 | 22 | 23 | 24 | 25 | 26 | 27 | 28 | 29 | 30 | Totals
|  |  |  | 4 | C-Hand line |  | 423.1996 | 874.1424 | 1450.5276 |  | Minus Opportunity Cost | 0 | 915.875 | 915.875 | 915.875 | 915.875 | 915.875 | 915.875 | 915.875 | 915.875 | 915.875 | 915.875 | 915.875 | 915.875 | 915.875 | 915.875 | 915.875 | 915.875 | 915.875 | 915.875 | 915.875 | 915.875 | 0 | 0 | 0 | 0 | 0 | 0 | 0 | 0 | 0 | 0 | Principal | 3201.7486 | 3425.871 | 3665.682 | 3922.2797 | 4196.8393 | 4490.6181 | 4804.9613 | 0 | 0 | 0 | 0 | 0 | 0 | 0 | 0 | 0 | 0 | 0 | 0 | 0 | 0 | 0 | 0 | 0 | 0 | 0 | 0 | 0 | 0 | 0 | 27708
|  |  |  | 5 | D-Gated Pipe |  | 365.617 | 444.5761 | 444.5761 |  | Plus Actual Principal: | 6927 | 3201.7486 | 3425.871 | 3665.682 | 3922.2797 | 4196.8393 | 4490.6181 | 4804.9613 | 0 | 0 | 0 | 0 | 0 | 0 | 0 | 0 | 0 | 0 | 0 | 0 | 0 | 0 | 0 | 0 | 0 | 0 | 0 | 0 | 0 | 0 | 0 | Interest | 1939.56 | 1715.4376 | 1475.6266 | 1219.0289 | 944.4693 | 650.6906 | 336.3473 | 0 | 0 | 0 | 0 | 0 | 0 | 0 | 0 | 0 | 0 | 0 | 0 | 0 | 0 | 0 | 0 | 0 | 0 | 0 | 0 | 0 | 0 | 0 | 8281.1603
| Annual True Up cost savings |  |  | 6 | A-Pivot |  | 1009.5939 | 2061.1663 | 2061.1663 |  | Plus Actual Interest: |  | 1939.56 | 1715.4376 | 1475.6266 | 1219.0289 | 944.4693 | 650.6906 | 336.3473 | 0 | 0 | 0 | 0 | 0 | 0 | 0 | 0 | 0 | 0 | 0 | 0 | 0 | 0 | 0 | 0 | 0 | 0 | 0 | 0 | 0 | 0 | 0 | Rem. Balance | 24506.2514 | 21080.3804 | 17414.6984 | 13492.4187 | 9295.5794 | 4804.9613 | 0 | 0 | 0 | 0 | 0 | 0 | 0 | 0 | 0 | 0 | 0 | 0 | 0 | 0 | 0 | 0 | 0 | 0 | 0 | 0 | 0 | 0 | 0 | 0
| and/or revenue generation are |  |  | 7 | B-Wheel line |  | 1009.5939 | 2085.3724 | 2439.059 |  | Total Cash Outflows | 6927 | 5947.2536 | 5966.2953 | 5985.8312 | 6005.8749 | 6026.4406 | 6047.5427 | 6069.196 | 950.1074 | 972.9097 | 996.3106 | 1020.3266 | 1044.9751 | 1070.2736 | 1096.2403 | 1122.8939 | 1150.2536 | 1178.3392 | 1207.171 | 1236.77 | 1267.1577 | 461.2238 | 468.1421 | 475.1643 | 482.2917 | 489.5261 | 496.869 | 504.322 | 511.8868 | 519.5651 | 527.3586
| table rows 6 through 9 |  |  | 8 | C-Hand line |  | 1009.5939 | 2085.3724 | 2387.4543 |  | Tax Incentives based on kWh |  | 90.6856 | 90.6856 | 90.6856 | 90.6856 | 90.6856 | 90.6856 | 90.6856 | 90.6856 | 90.6856 | 90.6856 | 0 | 0 | 0 | 0 | 0 | 0 | 0 | 0 | 0 | 0 | 0 | 0 | 0 | 0 | 0 | 0 | 0 | 0 | 0 | 0
|  |  |  | 9 | D-Gated Pipe |  | 444.5761 | 444.5761 | 444.5761 |  | Tax Credits based on kWh |  | 90.6856 | 90.6856 | 90.6856 | 90.6856 | 90.6856 | 90.6856 | 90.6856 | 90.6856 | 90.6856 | 90.6856 | 0 | 0 | 0 | 0 | 0 | 0 | 0 | 0 | 0 | 0 | 0 | 0 | 0 | 0 | 0 | 0 | 0 | 0 | 0 | 0
| Cost Savings + Revenue generated |  |  | 10 | A-Pivot |  | 1730.7324 | 2078.4564 | 3060.6253 |  | Tax Exemption based on kWh |  | 0.90686 | 0.90686 | 0.90686 | 0.90686 | 0.90686 | 0.90686 | 0.90686 | 0.90686 | 0.90686 | 0.90686 | 0 | 0 | 0 | 0 | 0 | 0 | 0 | 0 | 0 | 0 | 0 | 0 | 0 | 0 | 0 | 0 | 0 | 0 | 0 | 0
| selling excess capacity generated |  |  | 11 | B-Wheel line |  | 1730.7324 | 3574.9242 | 3168.5947 |  | Tax Exemption NOT based on kwh |  | 307.5 | 307.5 | 307.5 | 307.5 | 307.5 | 307.5 | 307.5 | 307.5 | 307.5 | 307.5 | 0 | 0 | 0 | 0 | 0 | 0 | 0 | 0 | 0 | 0 | 0 | 0 | 0 | 0 | 0 | 0 | 0 | 0 | 0 | 0
| at the user entered buy back rate |  |  | 12 | C-Hand line |  | 1730.7324 | 3574.9242 | 3153.8505 |  | One Time Tax Incentives | 1: 3000
|  | Buy Back Rate Entered = | 0.05 | 13 | D-Gated Pipe |  | 848.1602 | 1616.5735 | 2598.7424 |  | Tax savings on ALL Expenses | 1050 | 968.988 | 1107.4364 | 755.661 | 479.09 | 368.0938 | 249.1382 | 121.6612 | 683.8673 | 307.1644 | 312.0786 | 214.2686 | 219.4448 | 224.7575 | 230.2105 | 235.8077 | 241.5533 | 247.4512 | 253.5059 | 259.7217 | 266.1031 | 96.857 | 98.3098 | 99.7845 | 101.2813 | 102.8005 | 104.3425 | 105.9076 | 107.4962 | 109.1087 | 110.7453
[11 empty] | After-tax Expenses | 5877 | 4978.2656 | 4858.8588 | 5230.1701 | 5526.7849 | 5658.3468 | 5798.4045 | 5947.5348 | 266.2401 | 665.7452 | 684.2319 | 806.058 | 825.5303 | 845.5162 | 866.0299 | 887.0862 | 908.7004 | 930.888 | 953.6651 | 977.0483 | 1001.0546 | 364.3668 | 369.8323 | 375.3798 | 381.0105 | 386.7256 | 392.5265 | 398.4144 | 404.3906 | 410.4565 | 416.6133
Help | Annual Cash Income/Reduction in Electricity Costs: | [9 empty] | Net cash flow: | -5877 | #N/A | #N/A | #N/A | #N/A | #N/A | #N/A | #N/A | #N/A | #N/A | #N/A | #N/A | #N/A | #N/A | #N/A | #N/A | #N/A | #N/A | #N/A | #N/A | #N/A | -364.3668 | -369.8323 | -375.3798 | -381.0105 | -386.7256 | -392.5265 | -398.4144 | -404.3906 | -410.4565 | -416.6133
| To include the costs savings/revenue | [9 empty] | NPV Using Financial Analysis | 0: #N/A
| generations in this analysis, enter a |  |  |  | Enter a Row #
| row number from 2 to 13 from the table |  |  |  | from the table above. |  | 10kW | 20kW | 25kW | 20kW | Economic Profitability: | 1: 20kW
| above. This will include the cost savings and |  |  |  | 2 | A-Pivot | #N/A | #N/A | #N/A |  |  | Year | Year | Year | Year | Year | Year | Year | Year | Year | Year | Year | Year | Year | Year | Year | Year | Year | Year | Year | Year | Year | Year | Year | Year | Year | Year | Year | Year | Year | Year | Year
| revenue generation, if any, by size of turbine, | [10 empty] | 0 | 1 | 2 | 3 | 4 | 5 | 6 | 7 | 8 | 9 | 10 | 11 | 12 | 13 | 14 | 15 | 16 | 17 | 18 | 19 | 20 | 21 | 22 | 23 | 24 | 25 | 26 | 27 | 28 | 29 | 30
| type of irrigation system and type of true up. | [9 empty] | Receipts | 0 | #N/A | #N/A | #N/A | #N/A | #N/A | #N/A | #N/A | #N/A | #N/A | #N/A | #N/A | #N/A | #N/A | #N/A | #N/A | #N/A | #N/A | #N/A | #N/A | #N/A | #N/A | #N/A | #N/A | #N/A | #N/A | #N/A | #N/A | #N/A | #N/A | #N/A
[11 empty] | Salvage Value | 0 | 0 | 0 | 0 | 0 | 0 | 0 | 0 | 0 | 0 | 0 | 0 | 0 | 0 | 0 | 0 | 0 | 0 | 0 | 0 | 0 | 0 | 0 | 0 | 0 | 0 | 0 | 0 | 0 | 0 | 2000
[11 empty] | Total Receipts: | 0 | #N/A | #N/A | #N/A | #N/A | #N/A | #N/A | #N/A | #N/A | #N/A | #N/A | #N/A | #N/A | #N/A | #N/A | #N/A | #N/A | #N/A | #N/A | #N/A | #N/A | #N/A | #N/A | #N/A | #N/A | #N/A | #N/A | #N/A | #N/A | #N/A | #N/A
Expenses
[11 empty] | Operating Expenses | 0 | 500 | 515 | 530.45 | 546.3635 | 562.7544 | 579.637 | 597.0261 | 614.9369 | 633.385 | 652.3866 | 671.9582 | 692.1169 | 712.8804 | 734.2669 | 756.2949 | 778.9837 | 802.3532 | 826.4238 | 851.2165 | 876.753 | 903.0556 | 930.1473 | 958.0517 | 986.7933 | 1016.3971 | 1046.889 | 1078.2956 | 1110.6445 | 1143.9638 | 1178.2828
| Results and Interpretation for Net Present Value (NPV). | [5 empty] | 10kW | 20kW | 25kW |  | Opportunity Cost (Not Interest Paid) | 0 | 1060.4472 | 1060.4472 | 1060.4472 | 1060.4472 | 1060.4472 | 1060.4472 | 1060.4472 | 1060.4472 | 1060.4472 | 1060.4472 | 1060.4472 | 1060.4472 | 1060.4472 | 1060.4472 | 1060.4472 | 1060.4472 | 1060.4472 | 1060.4472 | 1060.4472 | 1060.4472 | 1060.4472 | 1060.4472 | 1060.4472 | 1060.4472 | 1060.4472 | 1060.4472 | 1060.4472 | 1060.4472 | 1060.4472 | 1060.4472
Help |  |  |  |  | NPV Using Economic Analysis |  | #N/A | #N/A | #N/A |  | Depreciation + Section 179 | 5000 | 3793.2559 | 6775.4421 | 5323.3087 | 4338.6914 | 4338.6914 | 4338.6914 | 4338.6914 | 2171.1166 | 0 | 0 | 0 | 0 | 0 | 0 | 0 | 0 | 0 | 0 | 0 | 0 | 0 | 0 | 0 | 0 | 0 | 0 | 0 | 0 | 0 | 0
Help |  |  |  |  | NPV Using Financial Analysis |  | #N/A | #N/A | #N/A |  | Other Fixed Costs (Taxes, Insurance) | 0 | 382.9252 | 388.6691 | 394.4991 | 400.4166 | 406.4229 | 412.5192 | 418.707 | 424.9876 | 431.3624 | 437.8329 | 444.4004 | 451.0664 | 457.8324 | 464.6998 | 471.6703 | 478.7454 | 485.9266 | 493.2155 | 500.6137 | 508.1229 | 515.7448 | 523.4809 | 531.3331 | 539.3031 | 547.3927 | 555.6036 | 563.9376 | 572.3967 | 580.9826 | 589.6974 | Depreciation |  | 20kW
[11 empty] | Total Expenses: | 5000 | 5736.6283 | 8739.5585 | 7308.7051 | 6345.9187 | 6368.3159 | 6391.2949 | 6414.8718 | 4271.4884 | 2125.1947 | 2150.6667 | 2176.8058 | 2203.6305 | 2231.16 | 2259.4139 | 2288.4124 | 2318.1763 | 2348.727 | 2380.0865 | 2412.2775 | 2445.3232 | 2479.2476 | 2514.0754 | 2549.8321 | 2586.5436 | 2624.237 | 2662.9398 | 2702.6805 | 2743.4884 | 2785.3937 | 2828.4274 | Recovery | Year | Year | Year | Year | Year | Year | Year | Year | Year | Year | Year | Year | Year | Year | Year | Year | Year | Year | Year | Year | Year
[11 empty] | Tax Incentives based on kWh |  | 187.3162 | 187.3162 | 187.3162 | 187.3162 | 187.3162 | 187.3162 | 187.3162 | 187.3162 | 187.3162 | 187.3162 | 0 | 0 | 0 | 0 | 0 | 0 | 0 | 0 | 0 | 0 | 0 | 0 | 0 | 0 | 0 | 0 | 0 | 0 | 0 | 0 | Period | 1 | 2 | 3 | 4 | 5 | 6 | 7 | 8 | 9 | 10 | 11 | 12 | 13 | 14 | 15 | 16 | 17 | 18 | 19 | 20 | 21 | Sum
Help | [10 empty] | Tax Credits based on kWh |  | 187.3162 | 187.3162 | 187.3162 | 187.3162 | 187.3162 | 187.3162 | 187.3162 | 187.3162 | 187.3162 | 187.3162 | 0 | 0 | 0 | 0 | 0 | 0 | 0 | 0 | 0 | 0 | 0 | 0 | 0 | 0 | 0 | 0 | 0 | 0 | 0 | 0 | 3 | 0 | 0 | 0 | 0 | [17 empty] | 0
[11 empty] | Tax Exemption based on kWh |  | 1.8732 | 1.8732 | 1.8732 | 1.8732 | 1.8732 | 1.8732 | 1.8732 | 1.8732 | 1.8732 | 1.8732 | 0 | 0 | 0 | 0 | 0 | 0 | 0 | 0 | 0 | 0 | 0 | 0 | 0 | 0 | 0 | 0 | 0 | 0 | 0 | 0 | 5 | 0 | 0 | 0 | 0 | 0 | 0 | [15 empty] | 0
[11 empty] | Tax Exemption NOT based on kwh |  | 307.5 | 307.5 | 307.5 | 307.5 | 307.5 | 307.5 | 307.5 | 307.5 | 307.5 | 307.5 | 0 | 0 | 0 | 0 | 0 | 0 | 0 | 0 | 0 | 0 | 0 | 0 | 0 | 0 | 0 | 0 | 0 | 0 | 0 | 0 | 7 | 3793.2559 | 6775.4421 | 5323.3087 | 4338.6914 | 4338.6914 | 4338.6914 | 4338.6914 | 2171.1166 | [13 empty] | 40417.8889
[11 empty] | One Time Tax Incentives | 1: 3000 | 15 | 0 | 0 | 0 | 0 | 0 | 0 | 0 | 0 | 0 | 0 | 0 | 0 | 0 | 0 | 0 | 0 | [5 empty] | 0
[11 empty] | Income Tax Benefit | 1050 | 1421.0642 | 1756.2545 | 1455.7753 | 1253.5902 | 1258.2936 | 1263.1192 | 1268.0703 | 817.9598 | 367.2381 | 372.5873 | 234.4353 | 240.0685 | 245.8497 | 251.783 | 257.8727 | 264.1231 | 270.5388 | 277.1243 | 283.8843 | 290.8239 | 297.9481 | 305.2619 | 312.7708 | 320.4802 | 328.3958 | 336.5234 | 344.869 | 353.4387 | 362.2388 | 371.2758 | 20 | 0 | 0 | 0 | 0 | 0 | 0 | 0 | 0 | 0 | 0 | 0 | 0 | 0 | 0 | 0 | 0 | 0 | 0 | 0 | 0 | 0 | 0
[11 empty] | Total Expenses After Tax: | 3950 | 4315.5641 | 6983.3039 | 5852.9297 | 5092.3285 | 5110.0223 | 5128.1757 | 5146.8014 | 3453.5285 | 1757.9565 | 1778.0794 | 1942.3705 | 1963.562 | 1985.3103 | 2007.6309 | 2030.5397 | 2054.0532 | 2078.1883 | 2102.9623 | 2128.3931 | 2154.4992 | 2181.2995 | 2208.8135 | 2237.0612 | 2266.0634 | 2295.8411 | 2326.4163 | 2357.8115 | 2390.0498 | 2423.1549 | 2457.1515
[11 empty] | Net Receipts: | -3950 | #N/A | #N/A | #N/A | #N/A | #N/A | #N/A | #N/A | #N/A | #N/A | #N/A | #N/A | #N/A | #N/A | #N/A | #N/A | #N/A | #N/A | #N/A | #N/A | #N/A | #N/A | #N/A | #N/A | #N/A | #N/A | #N/A | #N/A | #N/A | #N/A | #N/A | Total | 3793.2559 | 6775.4421 | 5323.3087 | 4338.6914 | 4338.6914 | 4338.6914 | 4338.6914 | 2171.1166 | 0 | 0 | 0 | 0 | 0 | 0 | 0 | 0 | 0 | 0 | 0 | 0 | 0
[11 empty] | NPV Using Economic Analysis | 0: #N/A
[11 empty] | Financial Feasibility: | 1: 20kW
[12 empty] | Year | Year | Year | Year | Year | Year | Year | Year | Year | Year | Year | Year | Year | Year | Year | Year | Year | Year | Year | Year | Year | Year | Year | Year | Year | Year | Year | Year | Year | Year | Year
[12 empty] | 0 | 1 | 2 | 3 | 4 | 5 | 6 | 7 | 8 | 9 | 10 | 11 | 12 | 13 | 14 | 15 | 16 | 17 | 18 | 19 | 20 | 21 | 22 | 23 | 24 | 25 | 26 | 27 | 28 | 29 | 30
[11 empty] | Total Receipts & Salvage Value | 0 | #N/A | #N/A | #N/A | #N/A | #N/A | #N/A | #N/A | #N/A | #N/A | #N/A | #N/A | #N/A | #N/A | #N/A | #N/A | #N/A | #N/A | #N/A | #N/A | #N/A | #N/A | #N/A | #N/A | #N/A | #N/A | #N/A | #N/A | #N/A | #N/A | #N/A
Loan Amortization Calculations:
[11 empty] | Total ALL Expenses | 5000 | 5736.6283 | 8739.5585 | 7308.7051 | 6345.9187 | 6368.3159 | 6391.2949 | 6414.8718 | 4271.4884 | 2125.1947 | 2150.6667 | 2176.8058 | 2203.6305 | 2231.16 | 2259.4139 | 2288.4124 | 2318.1763 | 2348.727 | 2380.0865 | 2412.2775 | 2445.3232 | 2479.2476 | 2514.0754 | 2549.8321 | 2586.5436 | 2624.237 | 2662.9398 | 2702.6805 | 2743.4884 | 2785.3937 | 2828.4274 | Payment: | 4603.6785 |  | Amount Financed | 32334.3111
[11 empty] | Minus Depreciation | 5000 | 3793.2559 | 6775.4421 | 5323.3087 | 4338.6914 | 4338.6914 | 4338.6914 | 4338.6914 | 2171.1166 | 0 | 0 | 0 | 0 | 0 | 0 | 0 | 0 | 0 | 0 | 0 | 0 | 0 | 0 | 0 | 0 | 0 | 0 | 0 | 0 | 0 | 0 | Year | 1 | 2 | 3 | 4 | 5 | 6 | 7 | 8 | 9 | 10 | 11 | 12 | 13 | 14 | 15 | 16 | 17 | 18 | 19 | 20 | 21 | 22 | 23 | 24 | 25 | 26 | 27 | 28 | 29 | 30 | Totals
[11 empty] | Minus Opportunity Cost | 0 | 1060.4472 | 1060.4472 | 1060.4472 | 1060.4472 | 1060.4472 | 1060.4472 | 1060.4472 | 1060.4472 | 1060.4472 | 1060.4472 | 1060.4472 | 1060.4472 | 1060.4472 | 1060.4472 | 1060.4472 | 1060.4472 | 1060.4472 | 1060.4472 | 1060.4472 | 1060.4472 | 1060.4472 | 1060.4472 | 1060.4472 | 1060.4472 | 1060.4472 | 1060.4472 | 1060.4472 | 1060.4472 | 1060.4472 | 1060.4472 | Principal | 2340.2767 | 2504.0961 | 2679.3828 | 2866.9396 | 3067.6253 | 3282.3591 | 3512.1243 | 3757.973 | 4021.0311 | 4302.5032 | 0 | 0 | 0 | 0 | 0 | 0 | 0 | 0 | 0 | 0 | 0 | 0 | 0 | 0 | 0 | 0 | 0 | 0 | 0 | 0 | 32334.3111
[11 empty] | Plus Actual Principal: | 8083.5778 | 2340.2767 | 2504.0961 | 2679.3828 | 2866.9396 | 3067.6253 | 3282.3591 | 3512.1243 | 3757.973 | 4021.0311 | 4302.5032 | 0 | 0 | 0 | 0 | 0 | 0 | 0 | 0 | 0 | 0 | 0 | 0 | 0 | 0 | 0 | 0 | 0 | 0 | 0 | 0 | Interest | 2263.4018 | 2099.5824 | 1924.2957 | 1736.7389 | 1536.0531 | 1321.3193 | 1091.5542 | 845.7055 | 582.6474 | 301.1752 | 0 | 0 | 0 | 0 | 0 | 0 | 0 | 0 | 0 | 0 | 0 | 0 | 0 | 0 | 0 | 0 | 0 | 0 | 0 | 0 | 13702.4736
[11 empty] | Plus Actual Interest: |  | 2263.4018 | 2099.5824 | 1924.2957 | 1736.7389 | 1536.0531 | 1321.3193 | 1091.5542 | 845.7055 | 582.6474 | 301.1752 | 0 | 0 | 0 | 0 | 0 | 0 | 0 | 0 | 0 | 0 | 0 | 0 | 0 | 0 | 0 | 0 | 0 | 0 | 0 | 0 | Rem. Balance | 29994.0344 | 27489.9384 | 24810.5556 | 21943.616 | 18875.9907 | 15593.6315 | 12081.5073 | 8323.5343 | 4302.5032 | 0 | 0 | 0 | 0 | 0 | 0 | 0 | 0 | 0 | 0 | 0 | 0 | 0 | 0 | 0 | 0 | 0 | 0 | 0 | 0 | 0
[11 empty] | Total Cash Outflows | 8083.5778 | 5486.6037 | 5507.3476 | 5528.6276 | 5550.4586 | 5572.8557 | 5595.8347 | 5619.4116 | 5643.603 | 5668.4259 | 5693.8979 | 1116.3585 | 1143.1833 | 1170.7128 | 1198.9667 | 1227.9652 | 1257.7291 | 1288.2798 | 1319.6393 | 1351.8302 | 1384.8759 | 1418.8004 | 1453.6282 | 1489.3848 | 1526.0964 | 1563.7897 | 1602.4925 | 1642.2333 | 1683.0412 | 1724.9465 | 1767.9801
[11 empty] | Tax Incentives based on kWh |  | 187.3162 | 187.3162 | 187.3162 | 187.3162 | 187.3162 | 187.3162 | 187.3162 | 187.3162 | 187.3162 | 187.3162 | 0 | 0 | 0 | 0 | 0 | 0 | 0 | 0 | 0 | 0 | 0 | 0 | 0 | 0 | 0 | 0 | 0 | 0 | 0 | 0
[11 empty] | Tax Credits based on kWh |  | 187.3162 | 187.3162 | 187.3162 | 187.3162 | 187.3162 | 187.3162 | 187.3162 | 187.3162 | 187.3162 | 187.3162 | 0 | 0 | 0 | 0 | 0 | 0 | 0 | 0 | 0 | 0 | 0 | 0 | 0 | 0 | 0 | 0 | 0 | 0 | 0 | 0
[11 empty] | Tax Exemption based on kWh |  | 1.8732 | 1.8732 | 1.8732 | 1.8732 | 1.8732 | 1.8732 | 1.8732 | 1.8732 | 1.8732 | 1.8732 | 0 | 0 | 0 | 0 | 0 | 0 | 0 | 0 | 0 | 0 | 0 | 0 | 0 | 0 | 0 | 0 | 0 | 0 | 0 | 0
[11 empty] | Tax Exemption NOT based on kwh |  | 307.5 | 307.5 | 307.5 | 307.5 | 307.5 | 307.5 | 307.5 | 307.5 | 307.5 | 307.5 | 0 | 0 | 0 | 0 | 0 | 0 | 0 | 0 | 0 | 0 | 0 | 0 | 0 | 0 | 0 | 0 | 0 | 0 | 0 | 0
[11 empty] | One Time Tax Incentives | 1: 3000
[11 empty] | Tax savings on ALL Expenses | 1050 | 1404.9205 | 1671.3067 | 1297.207 | 1016.2481 | 936.6634 | 851.3008 | 759.7506 | 206.3837 | -354.8224 | -467.6916 | 234.4353 | 240.0685 | 245.8497 | 251.783 | 257.8727 | 264.1231 | 270.5388 | 277.1243 | 283.8843 | 290.8239 | 297.9481 | 305.2619 | 312.7708 | 320.4802 | 328.3958 | 336.5234 | 344.869 | 353.4387 | 362.2388 | 371.2758
[11 empty] | After-tax Expenses | 7033.5778 | 4081.6832 | 3836.0409 | 4231.4206 | 4534.2105 | 4636.1923 | 4744.5339 | 4859.661 | 5437.2194 | 6023.2484 | 6161.5895 | 881.9232 | 903.1148 | 924.8631 | 947.1837 | 970.0925 | 993.606 | 1017.741 | 1042.515 | 1067.9459 | 1094.052 | 1120.8523 | 1148.3663 | 1176.614 | 1205.6161 | 1235.3939 | 1265.9691 | 1297.3643 | 1329.6025 | 1362.7077 | 1396.7043
[11 empty] | Net cash flow: | -7033.5778 | #N/A | #N/A | #N/A | #N/A | #N/A | #N/A | #N/A | #N/A | #N/A | #N/A | #N/A | #N/A | #N/A | #N/A | #N/A | #N/A | #N/A | #N/A | #N/A | #N/A | #N/A | #N/A | #N/A | #N/A | #N/A | #N/A | #N/A | #N/A | #N/A | #N/A
[11 empty] | NPV Using Financial Analysis | 0: #N/A
[10 empty] | 25kW | Economic Profitability: | 1: 25kW
[12 empty] | Year | Year | Year | Year | Year | Year | Year | Year | Year | Year | Year | Year | Year | Year | Year | Year | Year | Year | Year | Year | Year | Year | Year | Year | Year | Year | Year | Year | Year | Year | Year
[12 empty] | 0 | 1 | 2 | 3 | 4 | 5 | 6 | 7 | 8 | 9 | 10 | 11 | 12 | 13 | 14 | 15 | 16 | 17 | 18 | 19 | 20 | 21 | 22 | 23 | 24 | 25 | 26 | 27 | 28 | 29 | 30
[11 empty] | Receipts | 0 | #N/A | #N/A | #N/A | #N/A | #N/A | #N/A | #N/A | #N/A | #N/A | #N/A | #N/A | #N/A | #N/A | #N/A | #N/A | #N/A | #N/A | #N/A | #N/A | #N/A | #N/A | #N/A | #N/A | #N/A | #N/A | #N/A | #N/A | #N/A | #N/A | #N/A
[11 empty] | Salvage Value | 0 | 0 | 0 | 0 | 0 | 0 | 0 | 0 | 0 | 0 | 0 | 0 | 0 | 0 | 0 | 0 | 0 | 0 | 0 | 0 | 0 | 0 | 0 | 0 | 0 | 0 | 0 | 0 | 0 | 0 | 2000
[11 empty] | Total Receipts: | 0 | #N/A | #N/A | #N/A | #N/A | #N/A | #N/A | #N/A | #N/A | #N/A | #N/A | #N/A | #N/A | #N/A | #N/A | #N/A | #N/A | #N/A | #N/A | #N/A | #N/A | #N/A | #N/A | #N/A | #N/A | #N/A | #N/A | #N/A | #N/A | #N/A | #N/A
Expenses
[11 empty] | Operating Expenses | 0 | 550 | 566.5 | 583.495 | 600.9999 | 619.0298 | 637.6007 | 656.7288 | 676.4306 | 696.7235 | 717.6253 | 739.154 | 761.3286 | 784.1685 | 807.6935 | 831.9243 | 856.8821 | 882.5885 | 909.0662 | 936.3382 | 964.4283 | 993.3612 | 1023.162 | 1053.8569 | 1085.4726 | 1118.0368 | 1151.5779 | 1186.1252 | 1221.709 | 1258.3602 | 1296.111
[11 empty] | Opportunity Cost (Not Interest Paid) | 0 | 1167.525 | 1167.525 | 1167.525 | 1167.525 | 1167.525 | 1167.525 | 1167.525 | 1167.525 | 1167.525 | 1167.525 | 1167.525 | 1167.525 | 1167.525 | 1167.525 | 1167.525 | 1167.525 | 1167.525 | 1167.525 | 1167.525 | 1167.525 | 1167.525 | 1167.525 | 1167.525 | 1167.525 | 1167.525 | 1167.525 | 1167.525 | 1167.525 | 1167.525 | 1167.525
[11 empty] | Depreciation + Section 179 | 10000 | 3716.4771 | 6638.3013 | 5215.5603 | 4250.8725 | 4250.8725 | 4250.8725 | 4250.8725 | 2127.1713 | 0 | 0 | 0 | 0 | 0 | 0 | 0 | 0 | 0 | 0 | 0 | 0 | 0 | 0 | 0 | 0 | 0 | 0 | 0 | 0 | 0 | 0
[11 empty] | Other Fixed Costs (Taxes, Insurance) | 0 | 412.907 | 419.1006 | 425.3871 | 431.7679 | 438.2444 | 444.8181 | 451.4904 | 458.2627 | 465.1367 | 472.1137 | 479.1954 | 486.3834 | 493.6791 | 501.0843 | 508.6006 | 516.2296 | 523.973 | 531.8326 | 539.8101 | 547.9073 | 556.1259 | 564.4677 | 572.9348 | 581.5288 | 590.2517 | 599.1055 | 608.0921 | 617.2135 | 626.4717 | 635.8687 | Depreciation |  | 25kW
[11 empty] | Total Expenses: | 10000 | 5846.9091 | 8791.4269 | 7391.9674 | 6451.1653 | 6475.6718 | 6500.8163 | 6526.6166 | 4429.3897 | 2329.3852 | 2357.264 | 2385.8744 | 2415.237 | 2445.3726 | 2476.3028 | 2508.0499 | 2540.6367 | 2574.0866 | 2608.4238 | 2643.6733 | 2679.8606 | 2717.012 | 2755.1548 | 2794.3166 | 2834.5264 | 2875.8135 | 2918.2084 | 2961.7423 | 3006.4474 | 3052.3569 | 3099.5048 | Recovery | Year | Year | Year | Year | Year | Year | Year | Year | Year | Year | Year | Year | Year | Year | Year | Year | Year | Year | Year | Year | Year
[11 empty] | Tax Incentives based on kWh |  | 310.8273 | 310.8273 | 310.8273 | 310.8273 | 310.8273 | 310.8273 | 310.8273 | 310.8273 | 310.8273 | 310.8273 | 0 | 0 | 0 | 0 | 0 | 0 | 0 | 0 | 0 | 0 | 0 | 0 | 0 | 0 | 0 | 0 | 0 | 0 | 0 | 0 | Period | 1 | 2 | 3 | 4 | 5 | 6 | 7 | 8 | 9 | 10 | 11 | 12 | 13 | 14 | 15 | 16 | 17 | 18 | 19 | 20 | 21 | Sum
[11 empty] | Tax Credits based on kWh |  | 310.8273 | 310.8273 | 310.8273 | 310.8273 | 310.8273 | 310.8273 | 310.8273 | 310.8273 | 310.8273 | 310.8273 | 0 | 0 | 0 | 0 | 0 | 0 | 0 | 0 | 0 | 0 | 0 | 0 | 0 | 0 | 0 | 0 | 0 | 0 | 0 | 0 | 3 | 0 | 0 | 0 | 0 | [17 empty] | 0
[11 empty] | Tax Exemption based on kWh |  | 3.1083 | 3.1083 | 3.1083 | 3.1083 | 3.1083 | 3.1083 | 3.1083 | 3.1083 | 3.1083 | 3.1083 | 0 | 0 | 0 | 0 | 0 | 0 | 0 | 0 | 0 | 0 | 0 | 0 | 0 | 0 | 0 | 0 | 0 | 0 | 0 | 0 | 5 | 0 | 0 | 0 | 0 | 0 | 0 | [15 empty] | 0
[11 empty] | Tax Exemption NOT based on kwh |  | 532.5 | 532.5 | 532.5 | 532.5 | 532.5 | 532.5 | 532.5 | 532.5 | 532.5 | 532.5 | 0 | 0 | 0 | 0 | 0 | 0 | 0 | 0 | 0 | 0 | 0 | 0 | 0 | 0 | 0 | 0 | 0 | 0 | 0 | 0 | 7 | 3716.4771 | 6638.3013 | 5215.5603 | 4250.8725 | 4250.8725 | 4250.8725 | 4250.8725 | 2127.1713 | [13 empty] | 44701
[11 empty] | One Time Tax Incentives | 1: 3010 | 15 | 0 | 0 | 0 | 0 | 0 | 0 | 0 | 0 | 0 | 0 | 0 | 0 | 0 | 0 | 0 | 0 | [5 empty] | 0
[11 empty] | Income Tax Benefit | 2100 | 1475.9709 | 1844.0446 | 1550.1581 | 1352.5897 | 1357.736 | 1363.0164 | 1368.4345 | 928.0168 | 487.0159 | 492.8704 | 255.8534 | 262.0195 | 268.348 | 274.8433 | 281.5102 | 288.3534 | 295.3779 | 302.5887 | 309.9911 | 317.5905 | 325.3923 | 333.4023 | 341.6262 | 350.0703 | 358.7406 | 367.6435 | 376.7856 | 386.1737 | 395.8147 | 405.7157 | 20 | 0 | 0 | 0 | 0 | 0 | 0 | 0 | 0 | 0 | 0 | 0 | 0 | 0 | 0 | 0 | 0 | 0 | 0 | 0 | 0 | 0 | 0
[11 empty] | Total Expenses After Tax: | 7900 | 4370.9382 | 6947.3823 | 5841.8093 | 5098.5756 | 5117.9357 | 5137.7999 | 5158.1822 | 3501.3729 | 1842.3694 | 1864.3936 | 2130.0211 | 2153.2175 | 2177.0246 | 2201.4595 | 2226.5397 | 2252.2832 | 2278.7086 | 2305.8351 | 2333.6821 | 2362.2701 | 2391.6198 | 2421.7525 | 2452.6904 | 2484.4561 | 2517.0729 | 2550.5649 | 2584.9566 | 2620.2737 | 2656.5422 | 2693.789
[11 empty] | Net Receipts: | -7900 | #N/A | #N/A | #N/A | #N/A | #N/A | #N/A | #N/A | #N/A | #N/A | #N/A | #N/A | #N/A | #N/A | #N/A | #N/A | #N/A | #N/A | #N/A | #N/A | #N/A | #N/A | #N/A | #N/A | #N/A | #N/A | #N/A | #N/A | #N/A | #N/A | #N/A | Total | 3716.4771 | 6638.3013 | 5215.5603 | 4250.8725 | 4250.8725 | 4250.8725 | 4250.8725 | 2127.1713 | 0 | 0 | 0 | 0 | 0 | 0 | 0 | 0 | 0 | 0 | 0 | 0 | 0
[11 empty] | NPV Using Economic Analysis | 0: #N/A
[11 empty] | Financial Feasibility: | 1: 25kW
[12 empty] | Year | Year | Year | Year | Year | Year | Year | Year | Year | Year | Year | Year | Year | Year | Year | Year | Year | Year | Year | Year | Year | Year | Year | Year | Year | Year | Year | Year | Year | Year | Year
[12 empty] | 0 | 1 | 2 | 3 | 4 | 5 | 6 | 7 | 8 | 9 | 10 | 11 | 12 | 13 | 14 | 15 | 16 | 17 | 18 | 19 | 20 | 21 | 22 | 23 | 24 | 25 | 26 | 27 | 28 | 29 | 30
[11 empty] | Total Receipts & Salvage Value | 0 | #N/A | #N/A | #N/A | #N/A | #N/A | #N/A | #N/A | #N/A | #N/A | #N/A | #N/A | #N/A | #N/A | #N/A | #N/A | #N/A | #N/A | #N/A | #N/A | #N/A | #N/A | #N/A | #N/A | #N/A | #N/A | #N/A | #N/A | #N/A | #N/A | #N/A
Loan Amortization Calculations:
[11 empty] | Total ALL Expenses | 10000 | 5846.9091 | 8791.4269 | 7391.9674 | 6451.1653 | 6475.6718 | 6500.8163 | 6526.6166 | 4429.3897 | 2329.3852 | 2357.264 | 2385.8744 | 2415.237 | 2445.3726 | 2476.3028 | 2508.0499 | 2540.6367 | 2574.0866 | 2608.4238 | 2643.6733 | 2679.8606 | 2717.012 | 2755.1548 | 2794.3166 | 2834.5264 | 2875.8135 | 2918.2084 | 2961.7423 | 3006.4474 | 3052.3569 | 3099.5048 | Payment: | 3926.3436 |  | Amount Financed | 35760.8
[11 empty] | Minus Depreciation | 10000 | 3716.4771 | 6638.3013 | 5215.5603 | 4250.8725 | 4250.8725 | 4250.8725 | 4250.8725 | 2127.1713 | 0 | 0 | 0 | 0 | 0 | 0 | 0 | 0 | 0 | 0 | 0 | 0 | 0 | 0 | 0 | 0 | 0 | 0 | 0 | 0 | 0 | 0 | Year | 1 | 2 | 3 | 4 | 5 | 6 | 7 | 8 | 9 | 10 | 11 | 12 | 13 | 14 | 15 | 16 | 17 | 18 | 19 | 20 | 21 | 22 | 23 | 24 | 25 | 26 | 27 | 28 | 29 | 30 | Totals
[11 empty] | Minus Opportunity Cost | 0 | 1167.525 | 1167.525 | 1167.525 | 1167.525 | 1167.525 | 1167.525 | 1167.525 | 1167.525 | 1167.525 | 1167.525 | 1167.525 | 1167.525 | 1167.525 | 1167.525 | 1167.525 | 1167.525 | 1167.525 | 1167.525 | 1167.525 | 1167.525 | 1167.525 | 1167.525 | 1167.525 | 1167.525 | 1167.525 | 1167.525 | 1167.525 | 1167.525 | 1167.525 | 1167.525 | Principal | 1423.0876 | 1522.7037 | 1629.293 | 1743.3435 | 1865.3776 | 1995.954 | 2135.6708 | 2285.1677 | 2445.1295 | 2616.2885 | 2799.4287 | 2995.3887 | 3205.066 | 3429.4206 | 3669.48 | 0 | 0 | 0 | 0 | 0 | 0 | 0 | 0 | 0 | 0 | 0 | 0 | 0 | 0 | 0 | 35760.8
[11 empty] | Plus Actual Principal: | 8940.2 | 1423.0876 | 1522.7037 | 1629.293 | 1743.3435 | 1865.3776 | 1995.954 | 2135.6708 | 2285.1677 | 2445.1295 | 2616.2885 | 2799.4287 | 2995.3887 | 3205.066 | 3429.4206 | 3669.48 | 0 | 0 | 0 | 0 | 0 | 0 | 0 | 0 | 0 | 0 | 0 | 0 | 0 | 0 | 0 | Interest | 2503.256 | 2403.6399 | 2297.0506 | 2183.0001 | 2060.966 | 1930.3896 | 1790.6728 | 1641.1759 | 1481.2141 | 1310.0551 | 1126.9149 | 930.9549 | 721.2777 | 496.923 | 256.8636 | 0 | 0 | 0 | 0 | 0 | 0 | 0 | 0 | 0 | 0 | 0 | 0 | 0 | 0 | 0 | 23134.3542
[11 empty] | Plus Actual Interest: |  | 2503.256 | 2403.6399 | 2297.0506 | 2183.0001 | 2060.966 | 1930.3896 | 1790.6728 | 1641.1759 | 1481.2141 | 1310.0551 | 1126.9149 | 930.9549 | 721.2777 | 496.923 | 256.8636 | 0 | 0 | 0 | 0 | 0 | 0 | 0 | 0 | 0 | 0 | 0 | 0 | 0 | 0 | 0 | Rem. Balance | 34337.7124 | 32815.0086 | 31185.7156 | 29442.3721 | 27576.9945 | 25581.0405 | 23445.3698 | 21160.202 | 18715.0726 | 16098.784 | 13299.3553 | 10303.9665 | 7098.9006 | 3669.48 | -3.0013e-11 | 0 | 0 | 0 | 0 | 0 | 0 | 0 | 0 | 0 | 0 | 0 | 0 | 0 | 0 | 0
[11 empty] | Total Cash Outflows | 8940.2 | 4889.2506 | 4911.9442 | 4935.2257 | 4959.1114 | 4983.6179 | 5008.7625 | 5034.5628 | 5061.037 | 5088.2038 | 5116.0826 | 5144.6931 | 5174.0556 | 5204.1912 | 5235.1215 | 5266.8685 | 1373.1117 | 1406.5616 | 1440.8988 | 1476.1483 | 1512.3356 | 1549.487 | 1587.6298 | 1626.7916 | 1667.0014 | 1708.2885 | 1750.6834 | 1794.2173 | 1838.9224 | 1884.8319 | 1931.9798
[11 empty] | Tax Incentives based on kWh |  | 310.8273 | 310.8273 | 310.8273 | 310.8273 | 310.8273 | 310.8273 | 310.8273 | 310.8273 | 310.8273 | 310.8273 | 0 | 0 | 0 | 0 | 0 | 0 | 0 | 0 | 0 | 0 | 0 | 0 | 0 | 0 | 0 | 0 | 0 | 0 | 0 | 0
[11 empty] | Tax Credits based on kWh |  | 310.8273 | 310.8273 | 310.8273 | 310.8273 | 310.8273 | 310.8273 | 310.8273 | 310.8273 | 310.8273 | 310.8273 | 0 | 0 | 0 | 0 | 0 | 0 | 0 | 0 | 0 | 0 | 0 | 0 | 0 | 0 | 0 | 0 | 0 | 0 | 0 | 0
[11 empty] | Tax Exemption based on kWh |  | 3.1083 | 3.1083 | 3.1083 | 3.1083 | 3.1083 | 3.1083 | 3.1083 | 3.1083 | 3.1083 | 3.1083 | 0 | 0 | 0 | 0 | 0 | 0 | 0 | 0 | 0 | 0 | 0 | 0 | 0 | 0 | 0 | 0 | 0 | 0 | 0 | 0
[11 empty] | Tax Exemption NOT based on kwh |  | 532.5 | 532.5 | 532.5 | 532.5 | 532.5 | 532.5 | 532.5 | 532.5 | 532.5 | 532.5 | 0 | 0 | 0 | 0 | 0 | 0 | 0 | 0 | 0 | 0 | 0 | 0 | 0 | 0 | 0 | 0 | 0 | 0 | 0 | 0
[11 empty] | One Time Tax Incentives | 1: 3010
[11 empty] | Tax savings on ALL Expenses | 2100 | 1702.8062 | 2029.0412 | 1690.3872 | 1444.9176 | 1398.8096 | 1349.2479 | 1295.9849 | 792.7785 | 284.5936 | 218.5614 | -95.3745 | -171.5116 | -253.2475 | -340.9811 | -435.1392 | 288.3534 | 295.3779 | 302.5887 | 309.9911 | 317.5905 | 325.3923 | 333.4023 | 341.6262 | 350.0703 | 358.7406 | 367.6435 | 376.7856 | 386.1737 | 395.8147 | 405.7157
[11 empty] | After-tax Expenses | 6840.2 | 3186.4444 | 2882.903 | 3244.8385 | 3514.1938 | 3584.8083 | 3659.5146 | 3738.5779 | 4268.2585 | 4803.6102 | 4897.5212 | 5240.0676 | 5345.5672 | 5457.4388 | 5576.1026 | 5702.0077 | 1084.7582 | 1111.1836 | 1138.3101 | 1166.1571 | 1194.7451 | 1224.0948 | 1254.2275 | 1285.1654 | 1316.9311 | 1349.5479 | 1383.0399 | 1417.4316 | 1452.7487 | 1489.0172 | 1526.264
[11 empty] | Net cash flow: | -6840.2 | #N/A | #N/A | #N/A | #N/A | #N/A | #N/A | #N/A | #N/A | #N/A | #N/A | #N/A | #N/A | #N/A | #N/A | #N/A | #N/A | #N/A | #N/A | #N/A | #N/A | #N/A | #N/A | #N/A | #N/A | #N/A | #N/A | #N/A | #N/A | #N/A | #N/A
[11 empty] | NPV Using Financial Analysis | 0: #N/A
Note on A16: The total amount you can elect to deduct under section 179 for most property placed in service in 2007 generally cannot be more than $125,000. If you acquire and place in service more than one item of qualifying property during the year, you can allocate the section 179 deduction among the items in any way, as long as the total deduction is not more than $125,000. You do not have to claim the full $125,000. $125,000 is the maximum dollar limit allowed. The actual dollar limit for an individual tax payer will vary by that individual's particular tax attributes for the year in question. Taking larger amounts of section 179 depreciation in the first year of the investment, Year 0, in the calculations to the right, will have the affect of making the investment more attractive, i.e. a larger positive NPV or a lower negative NPV. Remember, you must be able to take advantage of the section 179 deduction in the first tax year. If you can not do that, entering a number here will cause the estimated results to be inaccurate.
Note on A17: The marginal tax rate is the applicable tax rate on any additional tax deductible expenses or taxable income. The combined rate is the sum of the federal and the state marginal tax rates. Example: Assume a 15% marginal tax rate for federal taxes and a 7% marginal tax rate for the state. The combined rate is calculated as 22%.
Note on A20: This program assumes an annual loan payment.
Note on A23: Opportunity costs is an estimate of the opportunity given up on the dollars invested in a wind project. If those dollars could have earned a 7% rate of return if invested elsewhere, then investing in this project should pay at least 7%, the opportunity rate of return given up.
Note on A25: Estimated annual cash fixed costs are inflated at one half of the annual inflation rate entered for cash operating expenses.
Note on A26: Enter the expected annual inflation rate for operating costs for each turbine size. While this will usually be the same percentage for each turbine size, it may differ based on the size of the turbine. This inflation rate is used to estimate increasing costs over the life of the turbine (Expenses in the tables to the right) but is also used to estimate the increased value of electricity produced (Receipts in the tables to the right). Receipts and Expenses are inflated at the same rate in this spreadsheet because in a net metering environment, receipts or revenue are generated by savings in the cost of electricity supplied by the local electric utility company.
Note on A49: If the seasonal use pattern for the wind turbine and the irrigation system are identical, i.e. they wind turbine is run only in conjunction with an irrigation system, then the monthly and annual true up will be identical and the benefits for each type of irrigation system by type of true up will also be the same. In order for the monthly and annual true ups to differ, an individual must be able to benefit from running the wind turbine in months other than the irrigation season, which implies either an annual true up or a local utility that will buy energy supplied by the turbine.
Note on A61: The Net Present Value listed in this row is estimated using after tax, inflation adjusted revenue and expenses. The analysis on this row uses economic profitability rather than Financial Feasibility. The user is allowed to enter an estimate of the annual inflation rate (percent annual increase) in operating expense and this rate is used to adjust both the revenue and cost side as both sides deal, primarily, with the same input, electricity used/generated. The NPV after tax assumes that the user is able to take advantage of the additional tax deductions that result from investing in a wind turbine, at the combined state and fed marginal tax rates the user enters. IF this is not true, i.e. if the individual's tax situation is such that they do not receive a tax benefit from additional tax deductible expenses, then a marginal tax rate of zero should be entered in the table above. If there tax advantage is mixed, some years it is available and some years it is not, you can enter a low marginal tax rate to estimate what will be a mixed tax benefit from this investment. If the numbers displayed for NPV are negative, shown in red in this spreadsheet, then the investment is not profitable, it costs more than the cost savings and/or income it is generating. If the NPV is displayed in black then the cost savings and/or income stream over the life of the investment is greater than the cost stream that results from the purchase of the wind turbine.
Note on A62: The Net Present Value listed in this row is estimated using after tax, inflation adjusted revenue and expenses. The analysis on this row uses a financial feasibility approach rather than and economic profitability approach. The cash flow approach focuses on cash inflows and outflows rather than estimated income and expenses, with one exception. Depreciation, a non-cash expense is included in the tax benefit calculations in the financial feasiblity approach. As before, the user is allowed to enter an estimate of the annual inflation rate (percent annual increase) in operating expense and this rate is used to adjust both the revenue and cost side as both sides deal, primarily, with the same input, electricity used/generated. The NPV after tax assumes that the user is able to take advantage of the additional tax deductions that result from investing in a wind turbine, at the combined state and fed marginal tax rates the user enters. IF this is not true, i.e. if the individual's tax situation is such that they do not receive a tax benefit from additional tax deductible expenses, then a marginal tax rate of zero should be entered in the table above. If there tax advantage is mixed, some years it is available and some years it is not, you can enter a low marginal tax rate to estimate what will be a mixed tax benefit from this investment. If the numbers displayed for NPV are negative, shown in red in this spreadsheet, then the investment is not financially feasible, it does not cash flow. it costs more than the cost savings and/or income it is generating. If the NPV is displayed in black then the cost savings and/or income stream over the life of the investment is greater than the cost stream that results from the purchase of the wind turbine.
Note on A65: The graphs below show the Net Receipts and the Net Cash Flow by year for each turbine size. It is important to remember that positive net receipts and/or cash flow values in later years may not be enough to overcome negative values in early years, hence, the NPV of an investment in a particular turbine size may be negative.
Note on N27: Excludes Opportunity Costs for tax benefit calculations.